{"text_format":"2","workbook":"xls","n_sheets":4,"sheets":["Type K TC Fit","US Sensor Thermistor Fit","Murata NCPxxXH103xx Thermistor","Cold Junction Fit"],"not_rendered":{"charts":0,"images":10,"macros":0,"external_links":1,"defined_names":0,"comments":5,"pivot_tables":0},"unopened":[],"bounds":{"document_bytes":16777216,"sheet_cells":100000,"run_cost":"one","rows_first":2000,"rows_last":500,"rows_between":2000,"halvings":0,"cell_chars":16384,"cell_head_chars":4096},"cells_cut":0,"cells_raw":0,"read":"whole","date_system":"1900","formulas":"cached_only"}

{"sheet":"Type K TC Fit","index":0,"n_rows":568,"n_cols":24,"rows_kept":568,"cut":false,"hidden":false,"merged":[[12,12,12,15],[12,17,12,20],[12,8,12,10],[7,5,7,6],[8,5,8,6],[9,5,9,6],[12,4,12,6],[7,9,7,10],[8,9,8,10],[9,9,9,10],[3,5,3,6],[4,5,4,6],[5,5,5,6],[6,5,6,6],[3,9,3,10],[4,9,4,10],[5,9,5,10],[6,9,6,10],[3,13,3,14],[4,13,4,14],[5,13,5,14],[6,13,6,14],[7,13,7,14],[8,13,8,14],[9,13,9,14],[7,18,7,19],[8,18,8,19],[9,18,9,19],[3,18,3,19],[4,18,4,19],[5,18,5,19],[6,18,6,19]],"flags":["formulas_cached_only"]}
[null,null,"Type K Thermocouple voltage as a function of temperature and model equations to fit the data"]
[null,null,"1 microvolt of noise corresponds to a temperature error of .025 °C "]
[]
[{"$nulls":4},"m1=",25.379,null,null,"m1=",25.345,null,null,"m1=",0.03942,null,null,null,"m1=",0.039466]
[{"$nulls":4},"m2=",-1.5491,null,null,"m2=",14.74,null,null,"m2=",-9.1206e-05,null,null,null,"m2=",-0.0021672]
[{"$nulls":4},"m3=",-0.14079,null,null,"m3=",-0.58703,null,null,"m3=",-3.8258e-07,null,null,null,"m3=",4.6164e-05]
[{"$nulls":4},"m4=",0.051603,null,null,"m4=",0.16176,null,null,"m4=",5.4278e-09,null,null,null,"m4=",4.3646e-07]
[{"$nulls":4},"m5=",-0.044242,null,null,"m5=",0.59736,null,null,"m5=",-0.002971,null,null,null,"m5=",-0.055543]
[{"$nulls":4},"m6=",-0.0085332,null,null,"m6=",-0.01616,null,null,"m6=",-4.9691e-06,null,null,null,"m6=",0.0012098,null,null,null,"Data was taken from the NIST site: http://srdata.nist.gov/its90/main/"]
[{"$nulls":4},"m7=",0.0022214,null,null,"m7=",0.0056377,null,null,"m7=",1.2556e-07,null,null,null,"m7=",1.0007e-05]
[]
[]
[{"$nulls":4},"T from V, -50°C to 500°C",null,null,null,"T from V, -20°C to 100°C",null,null,null,"V from T, -50°C to 500°C",{"$nulls":4},"V from T, -20°C to +50°C"]
[{"$nulls":5},"Max error = ",0.03432496624088799,null,null,"Max error = ",0.01286161276958353,null,null,null,"Max error = ",0.04453926007409819,null,null,null,"Max error = ",0.014304344776222954]
[{"$nulls":5},"Min error = ",-0.048885654938374046,null,null,"Min error = ",-0.012156035878362559,null,null,null,"Min error = ",-0.02417387187363218,null,null,null,"Min error = ",-0.012452929460561458]
[{"$nulls":5},"Average error =",0.014715641128783048,null,null,"Average error =",0.005629171228604556,null,null,null,"Average error =",0.0118184517716858,null,null,null,"Average error =",0.005578831738318894]
[null,"Temperature (°C)","Voltage (mV)",null,"Tmodel","Error","Abs Error",null,"Tmodel","Error","Abs Error",null,"Vmodel","Error","Error as a Temperature","Abs Error",null,"Vmodel for T=-20 to +50","Error","Error as a Temperature","Abs Error",null,"The following fits were performed in kaleidagraph."]
[null,-50,-1.889,null,-49.95668643650554,-0.043313563494457696,0.043313563494457696,null,-47.91597516565142,-2.0840248343485825,2.0840248343485825,null,-1.8896892248504988,0.0006892248504988263,0.017492526705660212,0.017492526705660212,null,-1.879724002504155,-0.009275997495844956,-0.235424816444545,0.235424816444545,null,"Compute T from V  for T=-50 to +500:"]
[null,-49,-1.854,null,-48.98284610630204,-0.017153893697958722,0.017153893697958722,null,-46.882228692500874,-2.117771307499126,2.117771307499126,null,-1.8538827595307714,-0.00011724046922867437,-0.0029755631090237554,0.0029755631090237554,null,-1.844793849728287,-0.00920615027171312,-0.233652093896079,0.233652093896079,null,null,"(m1*m0+m2*m0*m0+m3*m0*m0*m0+m4*m0*m0*m0*m0)/(1+m5*m0+m6*m0*m0+m7*m0*m0*m0);"]
[null,-48,-1.818,null,-47.98367054287092,-0.01632945712908196,0.01632945712908196,null,-45.78919679447137,-2.2108032055286273,2.2108032055286273,null,-1.8179754096091152,-2.4590390884871027e-05,-0.0006241041206580266,0.0006241041206580266,null,-1.8097080187037677,-0.00829198129623232,-0.2104504852983763,0.2104504852983763]
[null,-47,-1.782,null,-46.98697246319263,-0.01302753680737112,0.01302753680737112,null,-44.650248929847024,-2.3497510701529762,2.3497510701529762,null,-1.7819687336412027,-3.1266358797354954e-05,-0.0007935401862768687,0.0007935401862768687,null,-1.7744706579137084,-0.007529342086291635,-0.19109470215008167,0.19109470215008167]
[null,-46,-1.745,null,-45.96512206805052,-0.03487793194948097,0.03487793194948097,null,-43.401287584594755,-2.5987124154052452,2.5987124154052452,null,-1.7458642549454273,0.0008642549454271897,0.021934790514942074,0.021934790514942074,null,-1.7390857698934747,-0.005914230106525364,-0.15010316010361374,0.15010316010361374]
[null,-45,-1.709,null,-44.9733090883426,-0.02669091165739701,0.02669091165739701,null,-42.04897129905663,-2.951028700943368,2.951028700943368,null,-1.7096634626356764,0.0006634626356762929,0.016838681693464315,0.016838681693464315,null,-1.7035572176148583,-0.005442782385141731,-0.13813781693489713,0.13813781693489713]
[null,-44,-1.673,null,-43.98383914337374,-0.016160856626257214,0.016160856626257214,null,-40.41631544869587,-3.583684551304131,3.583684551304131,null,-1.6733678126220433,0.00036781262204321763,0.009335084347456862,0.009335084347456862,null,-1.6678887305408858,-0.0051112694591142205,-0.1297240188723189,0.1297240188723189]
[null,-43,-1.637,null,-42.996670081211185,-0.003329918788814723,0.003329918788814723,null,-38.04501755201846,-4.954982447981543,4.954982447981543,null,-1.6369787285807835,-2.1271419216484233e-05,-0.0005398686197143698,0.0005398686197143698,null,-1.632083910371281,-0.004916089628719034,-0.12477035477688907,0.12477035477688907]
[null,-42,-1.6,null,-41.98443408620735,-0.015565913792649155,0.015565913792649155,null,-31.96943324242445,-10.03056675757555,10.03056675757555,null,-1.600497602894771,0.0004976028947709654,0.012629161469287102,0.012629161469287102,null,-1.5961462364973058,-0.003853763502694285,-0.09780851769838095,0.09780851769838095]
[null,-41,-1.564,null,-41.00180562981565,0.0018056298156494677,0.0018056298156494677,null,-79.9785498127529,38.9785498127529,38.9785498127529,null,-1.5639257975656524,-7.420243434763663e-05,-0.0018832577837430175,0.0018832577837430175,null,-1.5600790711834496,-0.003920928816550484,-0.09951317336405129,0.09951317336405129]
[null,-40,-1.527,null,-39.99415279557637,-0.005847204423631069,0.005847204423631069,null,-45.29995931003043,5.299959310030431,5.299959310030431,null,-1.5272646450988596,0.000264645098859706,0.0067166926090593375,0.0067166926090593375,null,-1.523885664492339,-0.003114335507660826,-0.07904183518443175,0.07904183518443175]
[null,-39,-1.49,null,-38.98876096439193,-0.011239035608070935,0.011239035608070935,null,-41.52178682262917,2.521786822629167,2.521786822629167,null,-1.4905154493625759,0.0005154493625758594,0.013082104822175311,0.013082104822175311,null,-1.4875691589681923,-0.0024308410318076845,-0.06169474538727903,0.06169474538727903]
[null,-38,-1.453,null,-37.985589830096565,-0.014410169903435133,0.014410169903435133,null,-39.5077899601852,1.5077899601851996,1.5077899601851996,null,-1.4536794864217162,0.0006794864217161134,0.017245365383154958,0.017245365383154958,null,-1.4511325940932016,-0.0018674059067984583,-0.04739476191454487,0.04739476191454487]
[null,-37,-1.417,null,-37.01162551672034,0.011625516720343398,0.011625516720343398,null,-38.03048347516352,1.0304834751635212,1.0304834751635212,null,-1.4167580053479343,-0.00024199465206575788,-0.006141824269428935,0.006141824269428935,null,-1.4145789105303574,-0.00242108946964259,-0.06144725073952893,0.06144725073952893]
[null,-36,-1.38,null,-36.012721406029904,0.012721406029903903,0.012721406029903903,null,-36.72248291080323,0.7224829108032296,0.7224829108032296,null,-1.3797522290066306,-0.00024777099336925623,-0.006288427811711723,0.006288427811711723,null,-1.3779109541654344,-0.002089045834565484,-0.05301998328127198,0.05301998328127198]
[null,-35,-1.343,null,-35.01592395176215,0.015923951762147226,0.015923951762147226,null,-35.52518847687881,0.5251884768788102,0.5251884768788102,null,-1.3426633548218891,-0.00033664517811082817,-0.008544054620452818,0.008544054620452818,null,-1.3411314799601284,-0.0018685200398715907,-0.04742303861194097,0.04742303861194097]
[null,-34,-1.305,null,-33.99434051162864,-0.005659488371357213,0.005659488371357213,null,-34.3626351630278,0.36263516302779664,0.36263516302779664,null,-1.305492555520241,0.0004925555202410781,0.012501059103718562,0.012501059103718562,null,-1.3042431556276783,-0.0007568443723215967,-0.019208710169522126,0.019208710169522126]
[null,-33,-1.268,null,-33.001702203937455,0.0017022039374552378,0.0017022039374552378,null,-33.272211061564334,0.2722110615643345,0.2722110615643345,null,-1.2682409798541119,0.00024097985411186684,0.0061160686973591805,0.0061160686973591805,null,-1.2672485651417087,-0.0007514348582913222,-0.019071416703433756,0.019071416703433756]
[null,-32,-1.231,null,-32.011062687684216,0.011062687684216144,0.011062687684216144,null,-32.20958621276637,0.2095862127663679,0.2095862127663679,null,-1.2309097533057751,-9.024669422497134e-05,-0.0022904610994297723,0.0022904610994297723,null,-1.2301502120884997,-0.0008497879115003659,-0.021567617193879285,0.021567617193879285]
[null,-31,-1.194,null,-31.0223880233516,0.022388023351599173,0.022388023351599173,null,-31.166863017038064,0.1668630170380645,0.1668630170380645,null,-1.1934999787726046,-0.0005000212273953419,-0.012690538751293778,0.012690538751293778,null,-1.192950522872398,-0.0010494771276019499,-0.026635729498537486,0.026635729498537486]
[null,-30,-1.156,null,-30.009002844165522,0.009002844165522106,0.009002844165522106,null,-30.111359082173873,0.11135908217387325,0.11135908217387325,null,-1.1560127372343845,1.273723438455221e-05,0.00032327100867993506,0.00032327100867993506,null,-1.1556518497836823,-0.000348150216317622,-0.008836052490141246,0.008836052490141246]
[null,-29,-1.119,null,-29.02421011846808,0.024210118468079855,0.024210118468079855,null,-29.095159057271985,0.09515905727198515,0.09515905727198515,null,-1.1184490884034033,-0.0005509115965967037,-0.013982136321624341,0.013982136321624341,null,-1.1182564739378213,-0.0007435260621786455,-0.018870691458094023,0.018870691458094023]
[null,-28,-1.081,null,-28.014744317239668,0.014744317239667737,0.014744317239667737,null,-28.06083995659427,0.06083995659426833,0.06083995659426833,null,-1.0808100713580373,-0.00018992864196265558,-0.004820388933012198,0.004820388933012198,null,-1.0807666080947604,-0.0002333919052395217,-0.0059234865549790605,0.0059234865549790605,null,"Compute V from T for T=-50 to +500 :"]
[null,-27,-1.043,null,-27.007214221338874,0.0072142213388737275,0.0072142213388737275,null,-27.03418736084817,0.034187360848168424,0.034187360848168424,null,-1.0430967051604905,9.670516049054001e-05,0.0024543769732499054,0.0024543769732499054,null,-1.043184399366627,0.0001843993666270638,0.004680055924994879,0.004680055924994879,null,null,"(m1*m0+m2*m0*m0+m3*m0*m0*m0+m4*m0*m0*m0*m0)/(1+m5*m0+m6*m0*m0+m7*m0*m0*m0);"]
[null,-26,-1.006,null,-26.028026925078724,0.028026925078723508,0.028026925078723508,null,-26.040645221064114,0.04064522106411417,0.04064522106411417,null,-1.005309989459344,-0.0006900105406559831,-0.01751246752184885,0.01751246752184885,null,-1.005511931822054,-0.00048806817794599944,-0.012387170356269465,0.012387170356269465]
[null,-25,-0.968,null,-25.024222159961706,0.02422215996170607,0.02422215996170607,null,-25.025528124607746,0.025528124607745895,0.025528124607745895,null,-0.9674509050775285,-0.0005490949224714603,-0.013936029132325662,0.013936029132325662,null,-0.9677512289951886,-0.0002487710048113545,-0.006313808102112177,0.006313808102112177]
[null,-24,-0.93,null,-24.022258150922674,0.022258150922674247,0.022258150922674247,null,-24.01499915664412,0.014999156644119438,0.014999156644119438,null,-0.9295204145863221,-0.00047958541367798535,-0.012171877799147269,0.012171877799147269,null,-0.9299042563073878,-9.574369261222682e-05,-0.0024299749184983166,0.0024299749184983166]
[null,-23,-0.892,null,-23.02210440125625,0.022104401256250128,0.022104401256250128,null,-23.00846191306536,0.008461913065360704,0.008461913065360704,null,-0.8915194628659465,-0.00048053713405349363,-0.012196032462277668,0.012196032462277668,null,-0.8919729234095999,-2.707659040013244e-05,-0.0006872038643553613,0.0006872038643553613]
[null,-22,-0.854,null,-22.023731097138832,0.023731097138831814,0.023731097138831814,null,-22.00544601270783,0.005446012707828629,0.005446012707828629,null,-0.8534489776533113,-0.0005510223466886899,-0.013984947158958948,0.013984947158958948,null,-0.8539590864534886,-4.091354651136747e-05,-0.0010383858104585065,0.0010383858104585065]
[null,-21,-0.816,null,-21.02710908557076,0.027109085570760527,0.027109085570760527,null,-21.005575328140832,0.00557532814083217,0.00557532814083217,null,-0.8153098700774349,-0.0006901299225650082,-0.017515497434699906,0.017515497434699906,null,-0.8158645502994891,-0.00013544970051082572,-0.003437713398964757,0.003437713398964757]
[null,-20,-0.778,null,-20.03220985302512,0.03220985302511892,0.03220985302511892,null,-20.008545353537183,0.008545353537183331,0.008545353537183331,null,-0.7771030351830548,-0.0008969648169452338,-0.022764967054070034,0.022764967054070034,null,-0.777691070670181,-0.0003089293298190743,-0.007840626390808104,0.007840626390808104]
[null,-19,-0.739,null,-19.012891185945076,0.01289118594507599,0.01289118594507599,null,-18.987970379263732,-0.012029620736267788,0.012029620736267788,null,-0.7388293524429126,-0.00017064755708739998,-0.004331034998878211,0.004331034998878211,null,-0.7394403562576297,0.00044035625762972597,0.011176241818642445,0.011176241818642445]
[null,-18,-0.701,null,-18.0213979466524,0.02139794665239947,0.02139794665239947,null,-17.99597730971835,-0.004022690281651364,0.004022690281651364,null,-0.7004896862591872,-0.0005103137408127845,-0.012951762741828469,0.012951762741828469,null,-0.7011140707936739,0.00011407079367398154,0.0028951167434456515,0.0028951167434456515]
[null,-17,-0.663,null,-17.03154488369099,0.031544883690990844,0.031544883690990844,null,-17.00619309900507,0.006193099005070479,0.006193099005070479,null,-0.6620848864545238,-0.0009151135454762427,-0.023225581784187037,0.023225581784187037,null,-0.6627138350925191,-0.0002861649074809014,-0.007262865351865277,0.007262865351865277]
[null,-16,-0.624,null,-16.01732112681402,0.017321126814021426,0.017321126814021426,null,-15.992507429402933,-0.007492570597067427,0.007492570597067427,null,-0.6236157887530946,-0.0003842112469053527,-0.00975128144645785,0.00975128144645785,null,-0.6242412290754102,0.00024122907541024308,0.006122393933911969,0.006122393933911969]
[null,-15,-0.586,null,-15.030711993815883,0.030711993815883076,0.030711993815883076,null,-15.006779059742867,0.006779059742866522,0.006779059742866522,null,-0.5850832152521057,-0.0009167847478942504,-0.023267996901556072,0.023267996901556072,null,-0.5856977937875931,-0.0003022062124068414,-0.007669993670885635,0.007669993670885635]
[null,-14,-0.547,null,-14.019764171037485,0.019764171037484957,0.019764171037484957,null,-13.99701687799398,-0.0029831220060199115,0.0029831220060199115,null,-0.5464879748841509,-0.0005120251158491351,-0.01299519744025105,0.01299519744025105,null,-0.5470850334181537,8.503341815369048e-05,0.0021581481527406642,0.0021581481527406642]
[null,-13,-0.508,null,-13.010435848727331,0.010435848727331276,0.010435848727331276,null,-12.98908945489399,-0.010910545106009195,0.010910545106009195,null,-0.5078308638707938,-0.00016913612920621546,-0.004292674959253748,0.004292674959253748,null,-0.5084044173336154,0.00040441733361540333,0.010264111927158936,0.010264111927158936]
[null,-12,-0.47,null,-12.028520690563395,0.028520690563395235,0.028520690563395235,null,-12.008690727785735,0.00869072778573532,0.00869072778573532,null,-0.46911266616774583,-0.0008873338322541446,-0.022520532662610192,0.022520532662610192,null,-0.46965738213626057,-0.00034261786373940284,-0.008695641381706044,0.008695641381706044]
[null,-11,-0.431,null,-11.022314015752462,0.02231401575246217,0.02231401575246217,null,-11.004148813003626,0.004148813003626017,0.004148813003626017,null,-0.43033415390199203,-0.0006658460980079606,-0.01689917396744204,0.01689917396744204,null,-0.4308453337578483,-0.0001546662421517131,-0.003925429225810478,0.003925429225810478]
[null,-10,-0.392,null,-10.017651045521053,0.017651045521052566,0.017651045521052566,null,-10.001221209061441,0.0012212090614411863,0.0012212090614411863,null,-0.3914960878012,-0.0005039121988000272,-0.01278929160554469,0.01278929160554469,null,-0.39196964959856656,-3.0350401433454355e-05,-0.0007702931883810715,0.0007702931883810715]
[null,-9,-0.353,null,-9.014507293310604,0.014507293310604297,0.014507293310604297,null,-8.999850894838417,-0.00014910516158295195,0.00014910516158295195,null,-0.35259921761573526,-0.00040078238426471957,-0.010171856912638583,0.010171856912638583,null,-0.3530316807193068,3.168071930681471e-05,0.0008040566560069572,0.0008040566560069572]
[null,-8,-0.314,null,-8.012858745713448,0.012858745713447917,0.012858745713447917,null,-7.999987213955303,-1.2786044696788679e-05,1.2786044696788679e-05,null,-0.31364428253359,-0.00035571746640999935,-0.009028109297485784,0.009028109297485784,null,-0.31403275409229936,3.275409229935855e-05,0.00083129886255772,0.00083129886255772]
[null,-7,-0.275,null,-7.012681846105549,0.0126818461055489,0.0126818461055489,null,-7.001584886420561,0.0015848864205612045,0.0015848864205612045,null,-0.27463201158851763,-0.0003679884114823895,-0.009339545883423044,0.009339545883423044,null,-0.2749741749101749,-2.5825089825126657e-05,-0.0006554407797617145,0.0006554407797617145,null,"Compute V from T for T=-20 to +50C:"]
[null,-6,-0.236,null,-6.0139534787346856,0.013953478734685554,0.013953478734685554,null,-6.004603193521135,0.004603193521134585,0.004603193521134585,null,-0.235563124061654,-0.0004368759383459875,-0.011087911315221162,0.011087911315221162,null,-0.23585722894580222,-0.00014277105419777114,-0.0036235293555394316,0.0036235293555394316,null,null,"(m1*m0+m2*m0*m0+m3*m0*m0*m0+m4*m0*m0*m0*m0)/(1+m5*m0+m6*m0*m0+m7*m0*m0*m0);"]
[null,-5,-0.197,null,-5.0166509532455,0.0166509532454997,0.0166509532454997,null,-5.00900530154449,0.009005301544489974,0.009005301544489974,null,-0.19643832987689094,-0.0005616701231090648,-0.014255187724508065,0.014255187724508065,null,-0.19668318494370352,-0.0003168150562964933,-0.008040766128805,0.008040766128805]
[null,-4,-0.157,null,-3.995234379401048,-0.004765620598952136,0.004765620598952136,null,-3.989281646603393,-0.010718353396606872,0.010718353396606872,null,-0.1572583299902551,0.0002583299902551017,0.006556415152674482,0.006556415152674482,null,-0.1574532970070139,0.0004532970070139086,0.011504678038013,0.011504678038013]
[null,-3,-0.118,null,-3.0007522366042707,0.0007522366042707063,0.0007522366042707063,null,-2.996387120768651,-0.003612879231349009,0.003612879231349009,null,-0.1180238167735306,2.3816773530610513e-05,0.0006044697122068948,0.0006044697122068948,null,-0.11816880691999482,0.0001688069199948239,0.00428431962946863,0.00428431962946863]
[null,-2,-0.079,null,-2.007629721978155,0.007629721978155146,0.007629721978155146,null,-2.0047833058894686,0.004783305889468625,0.004783305889468625,null,-0.07873547439235316,-0.0002645256076468372,-0.006713659922076728,0.006713659922076728,null,-0.0788309463127439,-0.0001690536872561016,-0.004290582582559858,0.004290582582559858]
[null,-1,-0.039,null,-0.9904327652025952,-0.009567234797404844,0.009567234797404844,null,-0.9890672443049012,-0.010932755695098773,0.010932755695098773,null,-0.03939397917898919,0.0003939791789891872,0.009999191562745572,0.009999191562745572,null,-0.03944093852930587,0.0004409385293058718,0.011191019873783025,0.011191019873783025]
[null,0,0,null,0,0,0,null,0,0,0,null,0,0,0,0,null,0,0,0,0]
[null,1,0.039,null,0.9891359872315693,0.010864012768430742,0.010864012768430742,null,0.9878500601862301,0.012149939813769883,0.012149939813769883,null,0.03944580138101983,-0.0004458013810198294,-0.01131443905028327,0.01131443905028327,null,0.03949065915920258,-0.0004906591592025791,-0.012452929460561458,0.012452929460561458]
[null,2,0.079,null,2.0023084073727113,-0.0023084073727113186,0.0023084073727113186,null,1.999787489617988,0.00021251038201208772,0.00021251038201208772,null,0.07894276994545488,5.7230054545123754e-05,0.001452498784355241,0.001452498784355241,null,0.0790298356945448,-2.9835694544802505e-05,-0.0007572299275470875,0.0007572299275470875]
[null,3,0.119,null,3.0141591723692667,-0.01415917236926667,0.01415917236926667,null,3.0104885562398795,-0.010488556239879543,0.010488556239879543,null,0.11849025706626887,0.0005097429337311277,0.01293727565809602,0.01293727565809602,null,0.11861633539907517,0.00038366460092482957,0.009737407571472173,0.009737407571472173]
[null,4,0.158,null,3.9994612183475566,0.0005387816524433653,0.0005387816524433653,null,3.9947513291157812,0.005248670884218765,0.005248670884218765,null,0.1580876201590418,-8.762015904179021e-05,-0.0022237996364806354,0.0022237996364806354,null,0.15824897755053247,-0.0002489775505324643,-0.0063190502325139435,0.0063190502325139435]
[null,5,0.198,null,5.008763113428855,-0.00876311342885483,0.00876311342885483,null,5.003069993748433,-0.0030699937484328643,0.0030699937484328643,null,0.1977342223373065,0.000265777662693506,0.006745437079161182,0.006745437079161182,null,0.19792660234315446,7.3397656845553e-05,0.001862832530740135,0.001862832530740135]
[null,6,0.238,null,6.0168049098247804,-0.016804909824780445,0.016804909824780445,null,6.01021066751653,-0.010210667516529881,0.010210667516529881,null,0.2374294320720592,0.0005705679279408016,0.014481014011137543,0.014481014011137543,null,0.2376480821465443,0.00035191785345570215,0.00893167512070572,0.00893167512070572]
[null,7,0.277,null,6.998451603816693,0.0015483961833071547,0.0015483961833071547,null,6.99105584114263,0.008944158857370432,0.008944158857370432,null,0.27717262285533123,-0.00017262285533120592,-0.004381168068306006,0.004381168068306006,null,0.2774123374380077,-0.00041233743800767053,-0.010465124176634678,0.010465124176634678]
[null,8,0.317,null,8.0040634495595,-0.0040634495594993325,0.0040634495594993325,null,7.995922294032299,0.004077705967700851,0.004077705967700851,null,0.3169631728677225,3.68271322774838e-05,0.0009346726172025388,0.0009346726172025388,null,0.31721835811760973,-0.00021835811760972934,-0.00554192902493493,0.00554192902493493]
[null,9,0.357,null,9.008474139470536,-0.008474139470536102,0.008474139470536102,null,8.999662569275053,0.0003374307249472963,0.0003374307249472963,null,0.35680046464980847,0.00019953535019151536,0.00506420718786066,0.00506420718786066,null,0.3570652305333107,-6.523053331070061e-05,-0.0016555509354255814,0.0016555509354255814]
[null,10,0.397,null,10.011702956688083,-0.011702956688083077,0.011702956688083077,null,10.002293046940961,-0.0022930469409612186,0.0022930469409612186,null,0.396683884777347,0.00031611522265301284,0.008023004350933465,0.008023004350933465,null,0.39695216981115683,4.783018884318979e-05,0.0012139301928401568,0.0012139301928401568]
[null,11,0.437,null,11.013768937593262,-0.013768937593262365,0.013768937593262365,null,11.003829705560369,-0.003829705560368879,0.003829705560368879,null,0.4366128235402233,0.0003871764597767058,0.009826538549132792,0.009826538549132792,null,0.43687855591656566,0.0001214440834343411,0.003082250837563577,0.003082250837563577]
[null,12,0.477,null,12.014690883286702,-0.014690883286702316,0.014690883286702316,null,12.004288181448839,-0.0042881814488389125,0.0042881814488389125,null,0.47658667462508375,0.0004133253749162291,0.010490198015373894,0.010490198015373894,null,0.47684397025866326,0.0001560297413367162,0.003960034835125858,0.003960034835125858]
[null,13,0.517,null,13.01448737080707,-0.01448737080706941,0.01448737080706941,null,13.00368382098289,-0.00368382098288933,0.00368382098288933,null,0.5166048348016249,0.00039516519837512476,0.010029292734760666,0.010029292734760666,null,0.5168482277418232,0.00015177225817686324,0.003851979912528789,0.003851979912528789]
[null,14,0.557,null,14.013176764099269,-0.013176764099268823,0.013176764099268823,null,14.002031726740652,-0.0020317267406522177,0.0020317267406522177,null,0.5566667036125129,0.0003332963874871364,0.008459062314423522,0.008459062314423522,null,0.5568913973626505,0.0001086026373495752,0.0027563349359322185,0.0027563349359322185]
[null,15,0.597,null,15.010777224739524,-0.010777224739523916,0.010777224739523916,null,14.999346798286462,0.0006532017135381096,0.0006532017135381096,null,0.5967716830669264,0.00022831693307356904,0.005794683761407182,0.005794683761407182,null,0.5969738034176398,2.6196582360138443e-05,0.0006648692603003136,0.0006648692603003136,null,"Compute T from V  for T= –20 to +100:"]
[null,16,0.637,null,16.00730672242406,-0.007306722424061718,0.007306722424061718,null,15.995643768265689,0.004356231734311322,0.004356231734311322,null,0.636919177337729,8.082266227105173e-05,0.002051279168439293,0.002051279168439293,null,0.6370959999711867,-9.59999711866999e-05,-0.0024364792687184434,0.0024364792687184434,null,null,"(m1*m0+m2*m0*m0+m3*m0*m0*m0+m4*m0*m0*m0*m0)/(1+m5*m0+m6*m0*m0+m7*m0*m0*m0);"]
[null,17,0.677,null,17.00278304522753,-0.0027830452275310336,0.0027830452275310336,null,16.99093723438128,0.009062765618718771,0.009062765618718771,null,0.6771085924622848,-0.00010859246228478447,-0.00275607669278783,0.00275607669278783,null,0.6772587141555111,-0.0002587141555110417,-0.006566165266870238,0.006566165266870238]
[null,18,0.718,null,18.022071711939866,-0.02207171193986568,0.02207171193986568,null,18.010086752114947,-0.010086752114947473,0.010086752114947473,null,0.7173393360469558,0.0006606639530442049,0.01676765112826192,0.01676765112826192,null,0.7174627592670791,0.0005372407329208295,0.013635169801530653,0.013635169801530653]
[null,19,0.758,null,19.015469142379274,-0.015469142379274103,0.015469142379274103,null,19.003392421380585,-0.0033924213805853753,0.0033924213805853753,null,0.7576108169753214,0.00038918302467860766,0.009877465166343063,0.009877465166343063,null,0.7577089256110179,0.00029107438898212656,0.007387467992366372,0.007387467992366372]
[null,20,0.798,null,20.007866202373894,-0.007866202373893572,0.007866202373893572,null,19.995738196271464,0.004261803728535796,0.004261803728535796,null,0.7979224451201856,7.755487981442322e-05,0.001968342849690061,0.001968342849690061,null,0.7979978636817062,2.1363182938216596e-06,5.421975829719372e-05,5.421975829719372e-05]
[null,21,0.838,null,20.99928004822852,0.0007199517714795434,0.0007199517714795434,null,20.987138387230416,0.01286161276958353,0.01286161276958353,null,0.838273631059443,-0.0002736310594430025,-0.006944756288663403,0.006944756288663403,null,0.8383299781142901,-0.00032997811429014146,-0.00837484454068379,0.00837484454068379]
[null,22,0.879,null,22.01447666131105,-0.01447666131105052,0.01447666131105052,null,22.00235719703615,-0.002357197036150893,0.002357197036150893,null,0.8786637857958929,0.00033621420410712144,0.008533116500238741,0.008533116500238741,null,0.8787053500532007,0.0002946499467992858,0.007478215649765873,0.007478215649765873]
[null,23,0.919,null,23.003951506451024,-0.003951506451024045,0.003951506451024045,null,22.991886339229957,0.00811366077004294,0.00811366077004294,null,0.9190923204811092,-9.232048110918711e-05,-0.002343093810551169,0.002343093810551169,null,0.9191236999553016,-0.00012369995530159272,-0.0031395048655544233,0.0031395048655544233]
[null,24,0.96,null,24.01719603080194,-0.017196030801940765,0.017196030801940765,null,24.005217349983845,-0.005217349983844599,0.005217349983844599,null,0.9595586461434787,0.0004413538565212205,0.011201560878508576,0.011201560878508576,null,0.9595843941062597,0.00041560589374023404,0.01054807758312714,0.01054807758312714]
[null,25,1,null,25.004800693288363,-0.004800693288363078,0.004800693288363078,null,24.992934059986094,0.007065940013905703,0.007065940013905703,null,1.0000621734205466,-6.217342054659625e-05,-0.0015779614134726126,0.0015779614134726126,null,1.0000864891948154,-8.648919481535344e-05,-0.00219509576441367,0.00219509576441367]
[null,26,1.041,null,26.01616321281896,-0.016163212818959494,0.016163212818959494,null,26.00443743874956,-0.004437438749558709,0.004437438749558709,null,1.0406023122958132,0.00039768770418668886,0.010093313932258163,0.010093313932258163,null,1.0406288028996866,0.000371197100313303,0.00942098240595163,0.00942098240595163]
[null,27,1.081,null,27.001965658731752,-0.001965658731752029,0.001965658731752029,null,26.990400543818676,0.009599456181323518,0.009599456181323518,null,1.081178471840148,-0.0001784718401480756,-0.004529615302958158,0.004529615302958158,null,1.0812099960172525,-0.00020999601725257833,-0.0053296989178704375,0.0053296989178704375]
[null,28,1.122,null,28.011515455358783,-0.011515455358782845,0.011515455358782845,null,28.000136759928946,-0.0001367599289459065,0.0001367599289459065,null,1.1217900599579982,0.0002099400420019215,0.005328278266008768,0.005328278266008768,null,1.1218286529777923,0.00017134702220777953,0.004348787423633444,0.004348787423633444]
[null,29,1.163,null,29.020173893765246,-0.020173893765246476,0.020173893765246476,null,29.009001673506447,-0.00900167350644665,0.00900167350644665,null,1.1624364831385863,0.0005635168614137598,0.014302057942681223,0.014302057942681223,null,1.1624833513091828,0.0005166486908172452,0.013112543772941682,0.013112543772941682]
[null,30,1.203,null,30.003388627379586,-0.0033886273795857846,0.0033886273795857846,null,29.99243542263993,0.007564577360071212,0.007564577360071212,null,1.2031171462123043,-0.00011714621230418665,-0.002973170868280257,0.002973170868280257,null,1.2031727150547333,-0.00017271505473326343,-0.004383508089130225,0.004383508089130225]
[null,31,1.244,null,31.010337481163038,-0.01033748116303812,0.01033748116303812,null,30.999625123579616,0.0003748764203841404,0.0003748764203841404,null,1.2438314521125318,0.0001685478874682289,0.00427774538394365,0.00427774538394365,null,1.2438954510500468,0.00010454894995315378,0.0026534523498110427,0.0026534523498110427]
[null,32,1.285,null,32.016446882447426,-0.016446882447425537,0.016446882447425537,null,32.00599038474085,-0.005990384740847787,0.005990384740847787,null,1.2845788016431097,0.0004211983568902511,0.010690014297874572,0.010690014297874572,null,1.2846503696645757,0.0003496303354242336,0.00887361791306705,0.00887361791306705]
[null,33,1.326,null,33.021734167047526,-0.021734167047526398,0.021734167047526398,null,33.01154711576956,-0.011547115769559468,0.011547115769559468,null,1.325358593251737,0.0006414067482629626,0.01627890327091399,0.01627890327091399,null,1.3254363930348219,0.0005636069651782094,0.014304344776222954,0.014304344776222954]
[null,34,1.366,null,34.00172649738804,-0.0017264973880415369,0.0017264973880415369,null,33.99181417311237,0.00818582688763314,0.00818582688763314,null,1.3661702228095476,-0.00017022280954748226,-0.004320254906315099,0.004320254906315099,null,1.36625255421315,-0.0002525542131499581,-0.006409825929745936,0.006409825929745936]
[null,35,1.407,null,35.0054404017696,-0.005440401769597258,0.005440401769597258,null,34.995820669974094,0.00417933002590587,0.00417933002590587,null,1.4070130833971575,-1.3083397157442889e-05,-0.0003320566198559005,0.0003320566198559005,null,1.40709799039631,-9.799039630986606e-05,-0.0024869962583444006,0.0024869962583444006]
[null,36,1.448,null,36.00838355826453,-0.00838355826453352,0.00838355826453352,null,35.999066503526066,0.0009334964739338147,0.0009334964739338147,null,1.4478865650974833,0.00011343490251669586,0.002878977825873741,0.002878977825873741,null,1.4479719328145504,2.8067185449565102e-05,0.0007123451667099622,0.0007123451667099622]
[null,37,1.489,null,37.0105731814322,-0.010573181432199874,0.010573181432199874,null,37.0015679439918,-0.0015679439918017124,0.0015679439918017124,null,1.488790054795643,0.0002099452043571315,0.005328409286583997,0.005328409286583997,null,1.4888736951941552,0.00012630480584485682,0.003205615972342466,0.003205615972342466]
[null,38,1.53,null,38.01202647270743,-0.012026472707432845,0.012026472707432845,null,38.0033413562163,-0.0033413562163033816,0.0033413562163033816,null,1.5297229359862656,0.00027706401373439604,0.007031884668578971,0.007031884668578971,null,1.5298026620921936,0.00019733790780640525,0.005008436100126565,0.005008436100126565]
[null,39,1.571,null,39.012760626904054,-0.012760626904054106,0.012760626904054106,null,39.00440320019441,-0.004403200194410317,0.004403200194410317,null,1.570684588588561,0.00031541141143898166,0.008005141622321355,0.008005141622321355,null,1.5707582779041636,0.00024172209583639415,0.006134906792327683,0.006134906792327683]
[null,40,1.612,null,40.01279283846968,-0.012792838469678713,0.012792838469678713,null,40.0047700311439,-0.004770031143898734,0.004770031143898734,null,1.6116743887694918,0.00032561123050833807,0.00826401303030162,0.00826401303030162,null,1.6117400369755632,0.00025996302443687114,0.006597861560207789,0.006597861560207789]
[null,41,1.653,null,41.01214030748695,-0.01214030748695194,0.01214030748695194,null,41.004458499158666,-0.004458499158666029,0.004458499158666029,null,1.6526917087754318,0.00030829122456821345,0.007824431279541258,0.007824431279541258,null,1.6527474749940863,0.0002525250059137729,0.006409084650091557,0.006409084650091557]
[null,42,1.694,null,42.010820245415886,-0.010820245415885665,0.010820245415885665,null,42.00348534847371,-0.0034853484737098483,0.0034853484737098483,null,1.693735916772677,0.0002640832273228533,0.006702432309454016,0.006702432309454016,null,1.6937801616767891,0.0002198383232108192,0.005579496643090591,0.005579496643090591]
[null,43,1.735,null,43.00884988057165,-0.00884988057165259,0.00884988057165259,null,43.00186741637078,-0.0018674163707785851,0.0018674163707785851,null,1.7348063766972193,0.00019362330278083206,0.004914159424577518,0.004914159424577518,null,1.7348376946719686,0.0001623053280315201,0.00411930922543998,0.00411930922543998]
[null,44,1.776,null,44.00624646333175,-0.0062464633317489415,0.0062464633317489415,null,43.999621631751296,0.00037836824870396413,0.00037836824870396413,null,1.7759024481141719,9.75518858281621e-05,0.002475866862318754,0.002475866862318754,null,1.7759196945474718,8.030545252823984e-05,0.002038152385166727,0.002038152385166727]
[null,45,1.817,null,45.00302727106619,-0.003027271066187609,0.003027271066187609,null,44.99676501340072,0.003234986599281342,0.003234986599281342,null,1.8170234860872816,-2.3486087281643364e-05,-0.0005960768952081086,0.0005960768952081086,null,1.8170258007194475,-2.5800719447577336e-05,-0.0006548222595795127,0.0006548222595795127]
[null,46,1.858,null,45.99920961278395,0.0007903872160497372,0.0007903872160497372,null,45.99331466796675,0.006685332033249836,0.006685332033249836,null,1.8581688410589328,-0.0001688410589326672,-0.0042851860757110935,0.0042851860757110935,null,1.8581556681760172,-0.0001556681760170875,-0.00395085830731368,0.00395085830731368]
[null,47,1.899,null,46.994810833488586,0.005189166511414101,0.005189166511414101,null,46.989287787671685,0.010712212328314763,0.010712212328314763,null,1.8993378587410958,-0.00033785874109582004,-0.008574854849011913,0.008574854849011913,null,1.899308964861006,-0.0003089648610059559,-0.00784152817233116,0.00784152817233116]
[null,48,1.941,null,48.01411062950314,-0.014110629503143457,0.014110629503143457,null,48.008973194168526,-0.008973194168525822,0.008973194168525822,null,1.9405298800176563,0.0004701199823438085,0.01193164515188586,0.01193164515188586,null,1.9404853695981623,0.0005146304018377457,0.013061319598641985,0.013061319598641985]
[null,49,1.982,null,49.00858870071184,-0.008588700711840147,0.008588700711840147,null,49.003832150516985,-0.0038321505169847114,0.0038321505169847114,null,1.9817442408585741,0.00025575914142583756,0.006491167009387757,0.006491167009387757,null,1.9816845704531678,0.00031542954683216884,0.008005601898600445,0.008005601898600445]
[null,50,2.023,null,50.0025383677878,-0.0025383677877997,0.0025383677877997,null,49.998167061776314,0.0018329382236856873,0.0018329382236856873,null,2.022980272246335,1.9727753665321757e-05,0.0005006903880258661,0.0005006903880258661,null,2.022906263447047,9.373655295297212e-05,0.0023790337139464324,0.0023790337139464324]
[null,51,2.064,null,50.99597715845557,0.00402284154443322,0.00402284154443322,null,50.991995436678486,0.008004563321513558,0.008004563321513558,null,2.0642373001151495,-0.00023730011514944138,-0.006022676922492822,0.006022676922492822,null,2.0641501515495912,-0.00015015154959119315,-0.003810846328624482,0.003810846328624482]
[null,52,2.106,null,52.013134822490954,-0.013134822490954434,0.013134822490954434,null,52.00955668562115,-0.009556685621149086,0.009556685621149086,null,2.105514645303372,0.0004853546966279154,0.012318302200416492,0.012318302200416492,null,2.105415943894428,0.000584056105571662,0.01482334395940878,0.01482334395940878]
[null,53,2.147,null,53.005593278163246,-0.005593278163246396,0.005593278163246396,null,53.00241351882544,-0.0024135188254419404,0.0024135188254419404,null,2.146811623519597,0.00018837648040292976,0.004780995072626357,0.004780995072626357,null,2.146703355168596,0.00029664483140390274,0.0075288458210310515,0.0075288458210310515]
[null,54,2.188,null,53.99759420157055,0.002405798429450101,0.002405798429450101,null,53.99481718439514,0.005182815604861446,0.005182815604861446,null,2.1881275453229123,-0.00012754532291214815,-0.00323710029551032,0.00323710029551032,null,2.1880121051387587,-1.2105138758489176e-05,-0.0003072284216904553,0.0003072284216904553]
[null,55,2.23,null,55.01333442230749,-0.01333442230748716,0.01333442230748716,null,55.01097451236042,-0.010974512360419908,0.010974512360419908,null,2.229461716117768,0.0005382838822320934,0.01366164493105053,0.01366164493105053,null,2.229341918283882,0.0006580817161179198,0.016702113955072803,0.016702113955072803]
[null,56,2.271,null,56.00446353923193,-0.004463539231927882,0.004463539231927882,null,56.00251524989715,-0.0025152498971507953,0.0025152498971507953,null,2.270813436163926,0.0001865638360740718,0.004734990159559942,0.004734990159559942,null,2.2706925235104505,0.00030747648954942974,0.007803753304764526,0.007803753304764526]
[null,57,2.312,null,56.99518901015045,0.004810989849552527,0.004810989849552527,null,56.99365673219499,0.006343267805007713,0.006343267805007713,null,2.312182000601953,-0.0001820006019532805,-0.004619175277574258,0.004619175277574258,null,2.3120636539313186,-6.365393131879671e-05,-0.0016155367768710604,0.0016155367768710604]
[null,58,2.354,null,58.009678738759426,-0.009678738759426153,0.009678738759426153,null,58.008577155077006,-0.008577155077006182,0.008577155077006182,null,2.353566699494714,0.0004333005052861161,0.010997166824161625,0.010997166824161625,null,2.3534550466933797,0.0005449533066204104,0.013830914922026016,0.013830914922026016]
[null,59,2.395,null,58.9996420635832,0.0003579364167975996,0.0003579364167975996,null,58.99896531132628,0.001034688673719586,0.001034688673719586,null,2.3949668178852948,3.3182114705265775e-05,0.0008421620712196453,0.0008421620712196453,null,2.3948664428423942,0.00013355715760576814,0.003389680660034395,0.003389680660034395]
[null,60,2.436,null,59.9892561977661,0.010743802233896815,0.010743802233896815,null,59.989008555249235,0.010991444750764856,0.010991444750764856,null,2.4363816358718138,-0.0003816358718138346,-0.009685918426635123,0.009685918426635123,null,2.436297587215944,-0.000297587215944084,-0.007552763540660852,0.007552763540660852]
[null,61,2.478,null,61.00266414480901,-0.002664144809010338,0.002664144809010338,null,61.002860421731185,-0.00286042173118517,0.00286042173118517,null,2.4778104286995233,0.0001895713004769206,0.004811319606104245,0.004811319606104245,null,2.4777482283574472,0.000251771642552967,0.006389964287994303,0.006389964287994303]
[null,62,2.519,null,61.991626947154906,0.008373052845094264,0.008373052845094264,null,61.99226069137071,0.007739308629290065,0.007739308629290065,null,2.519252466870621,-0.00025246687062097095,-0.006407609176360242,0.006407609176360242,null,2.51921811844579,-0.00021811844578989437,-0.005535846154147519,0.005535846154147519]
[null,63,2.561,null,63.00440592589365,-0.0044059258936499646,0.0044059258936499646,null,63.00549186105984,-0.005491861059837788,0.005491861059837788,null,2.5607070162721564,0.0002929837278435876,0.007435927012670253,0.007435927012670253,null,2.560707013236393,0.000292986763606784,0.007436004060340178,0.007436004060340178]
[null,64,2.602,null,63.992792194970626,0.007207805029374015,0.007207805029374015,null,63.99432331396182,0.005676686038178502,0.005676686038178502,null,2.6021733383224057,-0.00017333832240584712,-0.0043993266226604,0.0043993266226604,null,2.6022146720104717,-0.00021467201047187245,-0.005448375625776123,0.005448375625776123]
[null,65,2.644,null,65.00501907189,-0.0050190718900040565,0.0050190718900040565,null,65.00700983661149,-0.007009836611487685,0.007009836611487685,null,2.643650690136063,0.0003493098639371084,0.008865484346723811,0.008865484346723811,null,2.6437408575300734,0.00025914246992675416,0.00657703588674102,0.00657703588674102]
[null,66,2.685,null,65.9929040719808,0.0070959280191971175,0.0070959280191971175,null,65.99534677333246,0.004653226667542754,0.004653226667542754,null,2.685138324708577,-0.00013832470857710888,-0.0035106811036870232,0.0035106811036870232,null,2.6852853359970186,-0.00028533599701852097,-0.007241827604330062,0.007241827604330062]
[null,67,2.727,null,67.00465616850383,-0.0046561685038284395,0.0046561685038284395,null,67.00756480386148,-0.007564803861484393,0.007564803861484393,null,2.726635491119925,0.00036450888007477644,0.009251235376297826,0.009251235376297826,null,2.7268478770143836,0.00015212298561628756,0.0038608813749413783,0.0038608813749413783]
[null,68,2.768,null,67.99211558257332,0.007884417426680557,0.007884417426680557,null,67.99548158687597,0.004518413124031895,0.004518413124031895,null,2.7681414347580957,-0.00014143475809591521,-0.003589614160474328,0.003589614160474328,null,2.7684282535494793,-0.000428253549479507,-0.010869075085789888,0.010869075085789888]
[null,69,2.81,null,69.00347061897644,-0.0034706189764364126,0.0034706189764364126,null,69.00730730154413,-0.007307301544130951,0.007307301544130951,null,2.8096553975625147,0.0003446024374853529,0.008746009863378257,0.008746009863378257,null,2.8100262418976167,-2.6241897616685605e-05,-0.0006660193615114806,0.0006660193615114806]
[null,70,2.851,null,69.99058048610226,0.009419513897739762,0.009419513897739762,null,69.99487827278918,0.0051217272108203815,0.0051217272108203815,null,2.851176618287627,-0.00017661828762705056,-0.004482572139974543,0.004482572139974543,null,2.8516416216460914,-0.0006416216460913837,-0.01628435737779932,0.01628435737779932]
[null,71,2.893,null,71.00161650931317,-0.0016165093131661479,0.0016165093131661479,null,71.00638778419773,-0.006387784197727342,0.006387784197727342,null,2.892704332786771,0.0002956672132286009,0.007504033871741891,0.007504033871741891,null,2.893274175638042,-0.00027417563804199574,-0.006958577693505851,0.006958577693505851]
[null,72,2.934,null,71.98845314620685,0.011546853793149126,0.011546853793149126,null,71.99368718167919,0.006312818320807878,0.006312818320807878,null,2.9342377743165016,-0.00023777431650140457,-0.006034712152805648,0.006034712152805648,null,2.934923689935944,-0.0009236899359437167,-0.02344325057425153,0.02344325057425153]
[null,73,2.976,null,72.99924844114823,0.0007515588517748029,0.0007515588517748029,null,73.00495645301679,-0.004956453016788487,0.004956453016788487,null,2.975776173861416,0.00022382613858384914,0.005680707397258091,0.005680707397258091,null,2.976589953784578,-0.0005899537845781566,-0.014973027052593615,0.014973027052593615]
[null,74,3.017,null,73.98588834748611,0.014111652513889794,0.014111652513889794,null,73.99205832687409,0.007941673125912985,0.007941673125912985,null,3.017318760479535,-0.0003187604795349408,-0.008090140970596797,0.008090140970596797,null,3.0182727595734056,-0.0012727595734056685,-0.03230263797303586,0.03230263797303586]
[null,75,3.059,null,74.99652133173122,0.0034786682687837356,0.0034786682687837356,null,75.00316308580176,-0.00316308580175928,0.00316308580175928,null,3.058864761668208,0.00013523833179229783,0.003432348860888519,0.003432348860888519,null,3.059971902798311,-0.0009719027983110529,-0.02466689302113452,0.02466689302113452]
[null,76,3.1,null,75.98304107912332,0.016958920876675165,0.016958920876675165,null,75.99014121420323,0.009858785796765801,0.009858785796765801,null,3.1004134037505033,-0.0004134037505032495,-0.010492187187772473,0.010492187187772473,null,3.101687182022739,-0.0016871820227390977,-0.0428206797371183,0.0428206797371183]
[null,77,3.142,null,76.9935901807502,0.006409819249796556,0.006409819249796556,null,77.00115686674732,-0.0011568667473227379,0.0011568667473227379,null,3.141963912281935,3.608771806495881e-05,0.0009159062844886545,0.0009159062844886545,null,3.143418398838254,-0.0014183988382541202,-0.03599896251488957,0.03599896251488957]
[null,78,3.184,null,78.00412668520642,-0.004126685206415459,0.004126685206415459,null,78.01215603587836,-0.012156035878362559,0.012156035878362559,null,3.1835155124773733,0.0004844875226268641,0.01229629332426981,0.01229629332426981,null,3.1851653578245713,-0.001165357824571167,-0.02957678158761622,0.02957678158761622]
[null,79,3.225,null,78.99060980397071,0.009390196029286813,0.009390196029286813,null,78.9990862167663,0.0009137832336989504,0.0009137832336989504,null,3.225067429657913,-6.742965791284306e-05,-0.0017113647178279567,0.0017113647178279567,null,3.2269278665091377,-0.0019278665091375657,-0.048929252001911415,0.048929252001911415]
[null,80,3.267,null,80.00118024919304,-0.0011802491930410497,0.0011802491930410497,null,80.01010904692849,-0.010109046928491239,0.010109046928491239,null,3.26661888971738,0.0003811102826198898,0.009672578972892802,0.009672578972892802,null,3.2687057353263302,-0.0017057353263303376,-0.043291562582263965,0.043291562582263965]
[null,81,3.308,null,80.98773453396818,0.012265466031820438,0.012265466031820438,null,80.99709862500424,0.002901374995758488,0.002901374995758488,null,3.3081691196081597,-0.00016911960815990668,-0.004292255655098431,0.004292255655098431,null,3.310498777576345,-0.0024987775763452014,-0.06341897488764121,0.06341897488764121]
[null,82,3.35,null,81.99841672755086,0.0015832724491389172,0.0015832724491389172,null,82.0082193410753,-0.008219341075303532,0.008219341075303532,null,3.349717347845892,0.000282652154107943,0.007173711671259592,0.007173711671259592,null,3.352306809383864,-0.0023068093838638504,-0.05854682216246452,0.05854682216246452]
[null,83,3.391,null,82.98511788856233,0.014882111437671597,0.014882111437671597,null,82.99534048216069,0.004659517839314731,0.004659517839314731,null,3.391262805032588,-0.00026280503258790944,-0.006669991727081141,0.006669991727081141,null,3.3941296496565547,-0.0031296496565547116,-0.07943050828335858,0.07943050828335858]
[null,84,3.433,null,83.99598908945241,0.0040109105475920614,0.0040109105475920614,null,84.00663269040449,-0.006632690404487107,0.006632690404487107,null,3.4328047243975885,0.00019527560241128228,0.004956094789198344,0.004956094789198344,null,3.4359671200435047,-0.002967120043504856,-0.07530550670415324,0.07530550670415324]
[null,85,3.474,null,84.98291220792275,0.01708779207724831,0.01708779207724831,null,84.9939569161969,0.006043083803106697,0.006043083803106697,null,3.474342342355764,-0.00034234235576358074,-0.00868864898927968,0.00868864898927968,null,3.4778190448936366,-0.0038190448936363808,-0.09692735940049134,0.09692735940049134]
[null,86,3.516,null,85.99404893126552,0.005951068734475484,0.005951068734475484,null,86.0054935222109,-0.00549352221089805,0.00549352221089805,null,3.51587489908226,0.00012510091774009524,0.003175061292243617,0.003175061292243617,null,3.519685251214172,-0.0036852512141720695,-0.09353167581568712,0.09353167581568712]
[null,87,3.557,null,86.98126826170353,0.01873173829646646,0.01873173829646646,null,86.99309163097264,0.006908369027357253,0.006908369027357253,null,3.55740163910304,-0.0004016391030399191,-0.010193600435153147,0.010193600435153147,null,3.5615655686292222,-0.004565568629222305,-0.1158741318096621,0.1158741318096621]
[null,88,3.599,null,87.99274606916929,0.007253930830714239,0.007253930830714239,null,88.00494475931387,-0.004944759313872282,0.004944759313872282,null,3.598921811900394,7.818809960635775e-05,0.0019844139680093597,0.0019844139680093597,null,3.6034598293385356,-0.004459829338535393,-0.11319046861202826,0.11319046861202826]
[null,89,3.64,null,88.98033482797551,0.019665172024488697,0.019665172024488697,null,88.9928867483214,0.00711325167860366,0.00711325167860366,null,3.640434672532512,-0.0004346725325117262,-0.01103198887514761,0.01103198887514761,null,3.6453678680764745,-0.00536786807647438,-0.13623649178091976,0.13623649178091976]
[null,90,3.682,null,89.99222810462472,0.007771895375284998,0.007771895375284998,null,90.00512766405471,-0.005127664054711545,0.005127664054711545,null,3.6819394822661695,6.0517733830423026e-05,0.0015359400846161363,0.0015359400846161363,null,3.6872895220712465,-0.005289522071246555,-0.13424807016823756,0.13424807016823756]
[null,91,3.723,null,90.98025824615294,0.019741753847057453,0.019741753847057453,null,90.99348265403717,0.0065173459628340424,0.0065173459628340424,null,3.7234355092214697,-0.00043550922146984306,-0.011053224040904617,0.011053224040904617,null,3.729224631004465,-0.006224631004465131,-0.15798113489332502,0.15798113489332502]
[null,92,3.765,null,91.9926399651192,0.007360034880804278,0.007360034880804278,null,92.00618168643368,-0.006181686433677669,0.006181686433677669,null,3.7649220290275554,7.797097244477413e-05,0.0019789032806483676,0.0019789032806483676,null,3.7711730369710326,-0.006173036971032442,-0.15667167832480336,0.15667167832480336]
[null,93,3.806,null,92.98118194655162,0.01881805344838483,0.01881805344838483,null,92.99501784821535,0.004982151784645339,0.004982151784645339,null,3.806398325488102,-0.0003983254881019249,-0.010109500888026854,0.010109500888026854,null,3.8131345844394224,-0.007134584439422387,-0.18107575307254017,0.18107575307254017]
[null,94,3.848,null,93.99412342304548,0.005876576954520374,0.005876576954520374,null,94.00824431681066,-0.008244316810660735,0.008244316810660735,null,3.8478636912553763,0.0001363087446235589,0.003459515938545925,0.003459515938545925,null,3.8551091202123486,-0.007109120212348774,-0.18042947098941187,0.18042947098941187]
[null,95,3.889,null,94.9832459596593,0.01675404034070027,0.01675404034070027,null,94.99762880035351,0.0023711996464896856,0.0023711996464896856,null,3.8893174285115264,-0.00031742851152660734,-0.008056335622545294,0.008056335622545294,null,3.897096493387901,-0.008096493387901305,-0.2054890021849351,0.2054890021849351]
[null,96,3.931,null,95.99681659602044,0.0031834039795626268,0.0031834039795626268,null,96.01145094355991,-0.0114509435599075,0.0114509435599075,null,3.9307588496557706,0.00024115034422944603,0.00612039573654334,0.00612039573654334,null,3.9390965553210933,-0.008096555321093213,-0.20549057404934573,0.20549057404934573]
[null,97,3.972,null,96.98658640863903,0.013413591360972532,0.013413591360972532,null,97.0014498095876,-0.0014498095875978834,0.0014498095875978834,null,3.9721872779960528,-0.0001872779960527815,-0.004753115539819594,0.004753115539819594,null,3.981109159585934,-0.009109159585933835,-0.2311904702910007,0.2311904702910007]
[null,98,4.013,null,97.97669989867303,0.023300101326967138,0.023300101326967138,null,97.99177618998114,0.008223810018861855,0.008223810018861855,null,4.0136020484436745,-0.0006020484436746187,-0.015279989500461824,0.015279989500461824,null,4.02313416193796,-0.010134161937959796,-0.2572050299854196,0.2572050299854196]
[null,99,4.055,null,98.99133498901283,0.00866501098717265,0.00866501098717265,null,99.00661287040529,-0.00661287040529146,0.00661287040529146,null,4.0550025082093955,-2.5082093957351503e-06,-6.365835446375812e-05,6.365835446375812e-05,null,4.06517142027729,-0.01017142027729001,-0.25815064663762044,0.25815064663762044]
[null,100,4.096,null,99.98219115714043,0.017808842859565743,0.017808842859565743,null,99.99765015556848,0.0023498444315208644,0.0023498444315208644,null,4.096388017499413,-0.00038801749941264063,-0.009847884135092818,0.009847884135092818,null,4.107220794612181,-0.011220794612181173,-0.28478376725715815,0.28478376725715815]
[null,101,4.138,null,100.99761843987885,0.002381560121150983,0.002381560121150983,null,101.01324754414533,-0.01324754414532947,0.01324754414532947,null,4.1377579502095925,0.00024204979040742813,0.006143223680540526,0.006143223680540526,null,4.149282147023143,-0.011282147023143452,-0.2863408914473808,0.2863408914473808]
[null,102,4.179,null,101.98927789992536,0.010722100074644914,0.010722100074644914,null,102.00505879863985,-0.0050587986398511475,0.0050587986398511475,null,4.179111694616319,-0.00011169461631865829,-0.0028348093621675475,0.0028348093621675475,null,4.19135534162756,-0.012355341627559469,-0.3135785705074593,0.3135785705074593]
[null,103,4.22,null,102.98135565116226,0.018644348837739244,0.018644348837739244,null,102.99727524743975,0.0027247525602547285,0.0027247525602547285,null,4.220448654062235,-0.00044865406223504323,-0.011386840099525397,0.011386840099525397,null,4.233440244544855,-0.013440244544855595,-0.34111340654843497,0.34111340654843497]
[null,104,4.262,null,103.99807846946709,0.0019215305329112198,0.0019215305329112198,null,104.01412781929767,-0.01412781929766993,0.01412781929766993,null,4.261768247635166,0.0002317523648338593,0.005881875019483349,0.005881875019483349,null,4.275536723862233,-0.01353672386223348,-0.3435620516234857,0.3435620516234857]
[null,105,4.303,null,104.99104457122158,0.008955428778421037,0.008955428778421037,null,105.0072100049883,-0.007210004988294827,0.007210004988294827,null,4.303069910838493,-6.991083849339219e-05,-0.0017743370809622937,0.0017743370809622937,null,4.317644649600918,-0.014644649600918491,-0.3716812068713113,0.3716812068713113]
[null,106,4.344,null,105.98446922355758,0.01553077644241796,0.01553077644241796,null,106.00074196361292,-0.0007419636129242235,0.0007419636129242235,null,4.344353096251192,-0.0003530962511915092,-0.008961582855240504,0.008961582855240504,null,4.359763893682992,-0.01576389368299136,-0.40008762167432066,0.40008762167432066]
[null,107,4.385,null,106.97836491341769,0.021635086582307395,0.021635086582307395,null,106.99473809343985,0.005261906560150464,0.005261906560150464,null,4.385617274175769,-0.000617274175769289,-0.015666418581024553,0.015666418581024553,null,4.401894329898739,-0.01689432989873918,-0.42877809283000035,0.42877809283000035]
[null,108,4.427,null,107.99700296780297,0.0029970321970296254,0.0029970321970296254,null,108.01347418951404,-0.013474189514042223,0.013474189514042223,null,4.426861933272328,0.000138066727672026,0.0035041335483160193,0.0035041335483160193,null,4.444035833874575,-0.017035833874575523,-0.43236946373672674,0.43236946373672674]
[null,109,4.468,null,108.99188864709753,0.008111352902474778,0.008111352902474778,null,109.00845334012683,-0.008453340126834519,0.008453340126834519,null,4.4680865811769825,-8.658117698256973e-05,-0.00219743027181762,0.00219743027181762,null,4.486188283041495,-0.018188283041495446,-0.46161862359315436,0.46161862359315436]
[null,110,4.509,null,109.98728042502229,0.012719574977708703,0.012719574977708703,null,110.00393913411216,-0.0039391341121586265,0.0039391341121586265,null,4.509290745102839,-0.00029074510283866317,-0.007379110710045271,0.007379110710045271,null,4.528351556604081,-0.0193515566040805,-0.49114250661156306,0.49114250661156306]
[null,111,4.55,null,110.98318895279348,0.016811047206516605,0.016811047206516605,null,110.99994525061912,5.474938087957071e-05,5.474938087957071e-05,null,4.550473972421823,-0.0004739724218234542,-0.012029420065879268,0.012029420065879268,null,4.570525535510041,-0.020525535510040882,-0.5209380912448376,0.5209380912448376]
[null,112,4.591,null,111.97962439112185,0.020375608878154594,0.020375608878154594,null,111.99648518364198,0.0035148163580203118,0.0035148163580203118,null,4.591635831225597,-0.0006358312255967391,-0.01613739650564524,0.01613739650564524,null,4.612710102420288,-0.021710102420287924,-0.5510023994269075,0.5510023994269075]
[null,113,4.633,null,113.00091956905678,-0.0009195690567764814,0.0009195690567764814,null,113.01789838207637,-0.017898382076367625,0.017898382076367625,null,4.632775910863883,0.00022408913611737802,0.005687382274659054,0.005687382274659054,null,4.654905141679551,-0.021905141679551043,-0.5559524958270055,0.5559524958270055]
[null,114,4.674,null,113.99845070488001,0.0015492951199860272,0.0015492951199860272,null,114.01555950439456,-0.015559504394559553,0.015559504394559553,null,4.673893822458553,0.00010617754144703895,0.0026947860019258486,0.0026947860019258486,null,4.697110539287512,-0.0231105392875115,-0.5865454871170418,0.5865454871170418]
[null,115,4.715,null,114.99653636832967,0.003463631670328482,0.003463631670328482,null,115.01379410395676,-0.013794103956755066,0.013794103956755066,null,4.714989199391828,1.08006081722678e-05,0.00027411943541215676,0.00027411943541215676,null,4.739326182870448,-0.024326182870447965,-0.6173985212519694,0.6173985212519694]
[null,116,4.756,null,115.99518462205722,0.004815377942776422,0.004815377942776422,null,116.01261490675303,-0.012614906753029231,0.012614906753029231,null,4.7560616977670644,-6.169776706421715e-05,-0.0015658893280898311,0.0015658893280898311,null,4.781551961653424,-0.02555196165342366,-0.6485087867638925,0.6485087867638925]
[null,117,4.797,null,116.9944029793967,0.005597020603303804,0.005597020603303804,null,117.01203444277824,-0.01203444277824417,0.01203444277824417,null,4.797110996840615,-0.0001109968406156625,-0.0028170998148255143,0.0028170998148255143,null,4.823787766432952,-0.02678776643295233,-0.6798735120683301,0.6798735120683301]
[null,118,4.838,null,117.99419839449338,0.005801605506619012,0.005801605506619012,null,118.01206504418876,-0.012065044188759089,0.012065044188759089,null,4.8381367994233235,-0.00013679942332345263,-0.0034719693639492276,0.0034719693639492276,null,4.866033489550168,-0.028033489550168156,-0.7114899647832678,0.7114899647832678]
[null,119,4.879,null,118.99457725312585,0.005422746874145901,0.005422746874145901,null,119.01271884356302,-0.012718843563021665,0.012718843563021665,null,4.87913883225029,-0.0001388322502906547,-0.0035235625123768164,0.0035235625123768164,null,4.9082890248645255,-0.029289024864525892,-0.7433554510616671,0.7433554510616671]
[null,120,4.92,null,119.99554536425487,0.004454635745133828,0.004454635745133828,null,120.01400777226635,-0.014007772266353413,0.014007772266353413,null,4.920116846317644,-0.00011684631764374842,-0.002965559541798335,0.002965559541798335,null,4.9505542677279335,-0.03055426772793357,-0.775467314934954,0.775467314934954]
[null,121,4.961,null,120.99710795233068,0.0028920476693201635,0.0028920476693201635,null,121.01594355891997,-0.01594355891997168,0.01594355891997168,null,4.9610706171850945,-7.061718509415726e-05,-0.0017922641576897113,0.0017922641576897113,null,4.992829114959405,-0.03182911495940477,-0.807822937669693,0.807822937669693]
[null,122,5.002,null,121.99926965038824,0.0007303496117572195,0.0007303496117572195,null,122.0185377279729,-0.01853772797289821,0.01853772797289821,null,5.001999945243195,5.4756804424016536e-08,1.3897276962815397e-06,1.3897276962815397e-06,null,5.035113464820169,-0.03311346482016919,-0.840419737135894,0.840419737135894]
[null,123,5.043,null,123.00203449395855,-0.0020344939585470456,0.0020344939585470456,null,123.02180159837785,-0.021801598377848563,0.021801598377848563,null,5.0429046559442785,9.534405572164673e-05,0.002419832134215394,0.002419832134215394,null,5.07740721698925,-0.034407216989249534,-0.8732551671871531,0.8732551671871531]
[null,124,5.084,null,124.00540591582083,-0.005405915820830387,0.005405915820830387,null,124.02574628236906,-0.02574628236905596,0.02574628236905596,null,5.08378459999617,0.0002154000038299131,0.005466852097203194,0.005466852097203194,null,5.119710272539498,-0.03571027253949843,-0.9063267170524703,0.9063267170524703]
[null,125,5.124,null,124.98489213532851,0.015107864671492166,0.015107864671492166,null,125.00587104340572,-0.005871043405718979,0.005871043405718979,null,5.124639653517904,-0.0006396535179042928,-0.01623440628441095,0.01623440628441095,null,5.162022533914074,-0.03802253391407451,-0.965011910739211,0.965011910739211]
[null,126,5.165,null,125.98946964098742,0.01053035901257715,0.01053035901257715,null,126.01119260125387,-0.011192601253867451,0.011192601253867451,null,5.165469718156717,-0.0004697181567170361,-0.011921446817478375,0.011921446817478375,null,5.20434390490338,-0.039343904903380356,-0.9985483064477934,0.9985483064477934]
[null,127,5.206,null,126.99466033562312,0.005339664376876385,0.005339664376876385,null,127.01722680514104,-0.017226805141035584,0.017226805141035584,null,5.206274721165785,-0.00027472116578497463,-0.006972423187622655,0.006972423187622655,null,5.246674290622413,-0.04067429062241246,-1.032313495996828,1.032313495996828]
[null,128,5.247,null,128.00046522112956,-0.00046522112955926787,0.00046522112955926787,null,128.0239839353857,-0.02398393538570076,0.02398393538570076,null,5.247054615442217,-5.4615442216743304e-05,-0.001386139923460945,0.001386139923460945,null,5.289013597488563,-0.04201359748856337,-1.0663051042597382,1.0663051042597382]
[null,129,5.288,null,129.00688468376356,-0.006884683763558996,0.006884683763558996,null,129.0314740610118,-0.0314740610118065,0.0314740610118065,null,5.287809379525014,0.00019062047498596968,0.00483794765514391,0.00483794765514391,null,5.331361733199806,-0.04336173319980574,-1.1005207886110697,1.1005207886110697]
[null,130,5.328,null,129.98934939012716,0.010650609872840278,0.010650609872840278,null,130.01510707666446,-0.015107076664463648,0.015107076664463648,null,5.32853901755275,-0.0005390175527493213,-0.013680265488777774,0.013680265488777774,null,5.373718606713334,-0.04571860671333372,-1.1603382383844099,1.1603382383844099]
[null,131,5.369,null,130.99698175638633,0.003018243613666982,0.003018243613666982,null,131.02407408525747,-0.02407408525746746,0.02407408525746746,null,5.369243559180911,-0.0002435591809115678,-0.006181532011535591,0.006181532011535591,null,5.416084128224573,-0.047084128224573085,-1.194995174339665,1.194995174339665]
[null,132,5.41,null,132.00522621400629,-0.00522621400628509,0.00522621400628509,null,132.03380279528182,-0.03380279528181518,0.03380279528181518,null,5.409923059458934,7.69405410663282e-05,0.0019527509322634095,0.0019527509322634095,null,5.458458209146604,-0.04845820914660415,-1.2298693481408132,1.2298693481408132]
[null,133,5.45,null,132.98946726702437,0.010532732975633508,0.010532732975633508,null,133.01964685470801,-0.019646854708014416,0.019646854708014416,null,5.450577598667092,-0.0005775986670917277,-0.014659454170788047,0.014659454170788047,null,5.500840762089959,-0.050840762089959135,-1.2903385418431628,1.2903385418431628]
[null,134,5.491,null,133.9989143734592,0.001085626540799467,0.001085626540799467,null,134.03090729715433,-0.030907297154328717,0.030907297154328717,null,5.49120728211356,-0.00020728211356058068,-0.005260820042167538,0.005260820042167538,null,5.543231700842832,-0.052231700842832574,-1.3256405673910907,1.3256405673910907]
[null,135,5.532,null,135.0089656960715,-0.008965696071498996,0.008965696071498996,null,135.04295625988425,-0.04295625988424945,0.04295625988424945,null,5.531812239892042,0.00018776010795829023,0.004765351539981406,0.004765351539981406,null,5.585630940351621,-0.05363094035162064,-1.3611532661241317,1.3611532661241317]
[null,136,5.572,null,135.99496024759034,0.005039752409658149,0.005039752409658149,null,136.0310892186932,-0.031089218693210796,0.031089218693210796,null,5.5723926266005055,-0.0003926266005054302,-0.009964863120827817,0.009964863120827817,null,5.62803839670187,-0.05603839670186961,-1.4222545082934506,1.4222545082934506]
[null,137,5.613,null,137.006193427978,-0.0061934279779904955,0.0061934279779904955,null,137.04472102935634,-0.044721029356338704,0.044721029356338704,null,5.612948621021705,5.1378978294991384e-05,0.0013039984691268812,0.0013039984691268812,null,5.670453987099565,-0.05745398709956451,-1.4581821925869471,1.4581821925869471]
[null,138,5.653,null,137.9933320583925,0.0066679416075032805,0.0066679416075032805,null,138.0344139797496,-0.03441397974958704,0.03441397974958704,null,5.653480425766252,-0.00048042576625206834,-0.012193205947477494,0.012193205947477494,null,5.712877629852764,-0.05987762985276479,-1.5196942456631704,1.5196942456631704]
[null,139,5.694,null,139.00572762743698,-0.00572762743698263,0.00572762743698263,null,139.0496605121298,-0.0496605121298046,0.0496605121298046,null,5.69398826687913,1.1733120869550362e-05,0.00029778660766918816,0.00029778660766918816,null,5.7553092443535965,-0.061309244353596526,-1.5560286216942798,1.5560286216942798]
[null,140,5.735,null,140.01870274625543,-0.018702746255428337,0.018702746255428337,null,140.06573599922737,-0.06573599922737117,0.06573599922737117,null,5.734472393410662,0.0005276065893387027,0.013390655237416275,0.013390655237416275,null,5.797748751060587,-0.06274875106058708,-1.5925633019177001,1.5925633019177001]
[null,141,5.775,null,141.00752330772485,-0.007523307724852657,0.007523307724852657,null,141.05783523246978,-0.057835232469784614,0.057835232469784614,null,5.774933076953028,6.692304697253348e-05,0.0016985069321628998,0.0016985069321628998,null,5.84019607148132,-0.06519607148131978,-1.6546762941958961,1.6546762941958961]
[null,142,5.815,null,141.99688246845233,0.0031175315476730248,0.0031175315476730248,null,142.05073744719877,-0.05073744719877027,0.05073744719877027,null,5.815370611143555,-0.0003706111435546333,-0.009406110823416592,0.009406110823416592,null,5.882651128155432,-0.06765112815543173,-1.7169856325848571,1.7169856325848571]
[null,143,5.856,null,143.0115270732061,-0.011527073206110572,0.011527073206110572,null,143.06930247556235,-0.06930247556235258,0.06930247556235258,null,5.855785311136074,0.00021468886392561615,0.0054488033664321376,0.0054488033664321376,null,5.925113844637903,-0.06911384463790338,-1.7541093769099876,1.7541093769099876]
[null,144,5.896,null,144.00195446483139,-0.001954464831385394,0.001954464831385394,null,144.0638507675563,-0.06385076755628916,0.06385076755628916,null,5.896177513041744,-0.00017751304174407068,-0.004505280999464513,0.004505280999464513,null,5.967584145482699,-0.07158414548269931,-1.8168056123509084,1.8168056123509084]
[null,145,5.937,null,145.01767746584673,-0.01767746584673091,0.01767746584673091,null,145.08411630227107,-0.08411630227107025,0.08411630227107025,null,5.936547573340816,0.00045242665918454605,0.011482588610103778,0.011482588610103778,null,6.010061956226682,-0.07306195622668188,-1.854312449033186,1.854312449033186]
[null,146,5.977,null,146.00913988373753,-0.009139883737532273,0.009139883737532273,null,146.08033618476745,-0.08033618476744664,0.08033618476744664,null,5.97689586826689,0.00010413173311007995,0.002642863386333829,0.002642863386333829,null,6.052547203373832,-0.0755472033738318,-1.9173880216278512,1.9173880216278512]
[null,147,6.017,null,147.001100056872,-0.0011000568719907733,0.0011000568719907733,null,147.0773904713908,-0.07739047139079958,0.07739047139079958,null,6.017222793165298,-0.0002227931652978299,-0.005654490535258922,0.005654490535258922,null,6.095039814379792,-0.07803981437979157,-1.9806504889591101,1.9806504889591101]
[null,148,6.058,null,148.01836596862077,-0.018365968620770445,0.018365968620770445,null,148.10024298078747,-0.10024298078747051,0.10024298078747051,null,6.057528761827282,0.00047123817271810253,0.011960024823585443,0.011960024823585443,null,6.1375397176366535,-0.07953971763665368,-2.0187180336182706,2.0187180336182706]
[null,149,6.098,null,149.01130487585624,-0.01130487585623996,0.01130487585623996,null,149.09900404236234,-0.0990040423623384,0.0990040423623384,null,6.097814205801727,0.00018579419827258192,0.004715456752158129,0.004715456752158129,null,6.180046842458068,-0.08204684245806781,-2.082348861585761,2.082348861585761]
[null,150,6.138,null,150.004711877097,-0.00471187709700871,0.00471187709700871,null,150.09861602386636,-0.09861602386635582,0.09861602386635582,null,6.138079573686217,-7.957368621713812e-05,-0.0020195801561909655,0.0020195801561909655,null,6.2225611190646015,-0.08456111906460162,-2.146161201859589,2.146161201859589]
[null,151,6.179,null,151.023428778264,-0.023428778263991035,0.023428778263991035,null,151.12410672020948,-0.12410672020948255,0.12410672020948255,null,6.178325330399268,0.0006746696007322583,0.017123114466584717,0.017123114466584717,null,6.2650824785693855,-0.08608247856938522,-2.184773306090997,2.184773306090997]
[null,152,6.219,null,152.01775090664643,-0.017750906646426756,0.017750906646426756,null,152.12545719559196,-0.125457195591963,0.125457195591963,null,6.218551956435567,0.000448043564433398,0.011371345665319641,0.011371345665319641,null,6.307610852964022,-0.08861085296402127,-2.2489434482268598,2.2489434482268598]
[null,153,6.259,null,153.01250806283102,-0.012508062831017241,0.012508062831017241,null,153.12767340863272,-0.1276734086327167,0.1276734086327167,null,6.258759947106135,0.00024005289386508366,0.0060925424462958235,0.0060925424462958235,null,6.350146175104749,-0.09114617510474865,-2.3132899241585205,2.3132899241585205]
[null,154,6.299,null,154.00768864147096,-0.0076886414709633755,0.0076886414709633755,null,154.13075988933488,-0.13075988933488247,0.13075988933488247,null,6.298949811765291,5.018823470948064e-05,0.0012737773969266186,0.0012737773969266186,null,6.392688378698855,-0.09368837869885471,-2.3778110513769324,2.3778110513769324]
[null,155,6.339,null,155.00328072969077,-0.0032807296907719774,0.0032807296907719774,null,155.13472098660182,-0.1347209866018204,0.1347209866018204,null,6.339122073026327,-0.00012207302632649686,-0.00309821340816649,0.00309821340816649,null,6.435237398291372,-0.09623739829137179,-2.442505168635016,2.442505168635016]
[null,156,6.38,null,156.0241769175783,-0.024176917578301982,0.024176917578301982,null,156.16469316088626,-0.16469316088625874,0.16469316088625874,null,6.379277265967843,0.0007227340321565023,0.018342989736132027,0.018342989736132027,null,6.477793169251973,-0.09779316925197268,-2.4819906356150665,2.4819906356150665]
[null,157,6.42,null,157.02056464944684,-0.020564649446839667,0.020564649446839667,null,157.17043793888928,-0.17043793888927894,0.17043793888927894,null,6.419415937332592,0.0005840626674080696,0.014823510498816805,0.014823510498816805,null,6.520355627762128,-0.10035562776212803,-2.5470258326028095,2.5470258326028095]
[null,158,6.46,null,158.01732615551344,-0.01732615551344452,0.01732615551344452,null,158.17706939938748,-0.17706939938747723,0.17706939938747723,null,6.459538644720772,0.0004613552792278597,0.011709196986803078,0.011709196986803078,null,6.562924710802517,-0.10292471080251708,-2.6122291601678835,2.6122291601678835]
[null,159,6.5,null,159.01444845790138,-0.014448457901380607,0.014448457901380607,null,159.18459117549133,-0.18459117549133452,0.18459117549133452,null,6.499645955779615,0.0003540442203853189,0.008985642313379394,0.008985642313379394,null,6.605500356140629,-0.10550035614062914,-2.6775990388491673,2.6775990388491673]
[null,160,6.54,null,160.01191835791502,-0.011918357915021716,0.011918357915021716,null,160.19300672597223,-0.193006725972225,0.193006725972225,null,6.539738447391143,0.00026155260885740717,0.006638205212800993,0.006638205212800993,null,6.648082502318618,-0.10808250231861827,-2.7431339088465316,2.7431339088465316]
[null,161,6.58,null,161.00972245366341,-0.009722453663414399,0.009722453663414399,null,161.20231933674202,-0.20231933674202196,0.20231933674202196,null,6.579816704859866,0.0001832951401343763,0.0046520306566104706,0.0046520306566104706,null,6.69067108864137,-0.11067108864136976,-2.8088322297179644,2.8088322297179644]
[null,162,6.62,null,162.00784715771596,-0.007847157715957565,0.007847157715957565,null,162.21253212237383,-0.21253212237382968,0.21253212237382968,null,6.619881321102235,0.0001186788977651787,0.0030120704252802354,0.0030120704252802354,null,6.73326605516479,-0.11326605516478949,-2.874692480082357,2.874692480082357]
[null,163,6.66,null,163.00627871475314,-0.006278714753136683,0.006278714753136683,null,163.22364802766222,-0.2236480276622217,0.2236480276622217,null,6.65993289583956,6.710416043986811e-05,0.0017031035919638526,0.0017031035919638526,null,6.775867342684297,-0.11586734268429666,-2.940713157327449,2.940713157327449]
[null,164,6.701,null,164.02997496402136,-0.02997496402136335,0.02997496402136335,null,164.2609820039777,-0.2609820039776878,0.2609820039776878,null,6.699972034796064,0.0010279652039359988,0.026089756875895646,0.026089756875895646,null,6.818474892723524,-0.11747489272352407,-2.981512777323041,2.981512777323041]
[null,165,6.741,null,165.02898516930316,-0.02898516930315509,0.02898516930315509,null,165.27393505654376,-0.27393505654376327,0.27393505654376327,null,6.739999348903718,0.0010006510962812243,0.025396524823617473,0.025396524823617473,null,6.8610886475232356,-0.12008864752323589,-3.0478498741397266,3.0478498741397266]
[null,166,6.781,null,166.0282597747684,-0.028259774768400803,0.028259774768400803,null,166.287799119668,-0.2877991196679943,0.2877991196679943,null,6.780015453515409,0.000984546484590787,0.024987789778914173,0.024987789778914173,null,6.903708550030421,-0.12270855003042147,-3.114342999772097,3.114342999772097]
[null,167,6.821,null,167.02778452644455,-0.027784526444548874,0.027784526444548874,null,167.3025764713063,-0.3025764713063097,0.3025764713063097,null,6.820020967627929,0.0009790323720704208,0.02484784160314728,0.02484784160314728,null,6.94633454388761,-0.12533454388761012,-3.1809907238675446,3.1809907238675446]
[null,168,6.861,null,168.0275450898167,-0.02754508981669801,0.02754508981669801,null,168.31826922801636,-0.31826922801636215,0.31826922801636215,null,6.860016513116245,0.0009834868837543809,0.024960897109686186,0.024960897109686186,null,6.988966573422353,-0.12796657342235296,-3.2477916334593178,3.2477916334593178]
[null,169,6.901,null,169.02752706670393,-0.02752706670392513,0.02752706670392513,null,169.3348793467219,-0.3348793467218911,0.3348793467218911,null,6.90000271398038,0.0009972860196194588,0.025311119177941866,0.025311119177941866,null,7.031604583636913,-0.13060458363691296,-3.314744332704851,3.314744332704851]
[null,170,6.941,null,170.02771601189446,-0.02771601189445505,0.02771601189445505,null,170.3524086265064,-0.3524086265063886,0.3524086265063886,null,6.939980195606216,0.0010198043937839074,0.02588263551423557,0.02588263551423557,null,7.074248520198131,-0.13324852019813083,-3.38184744262856,3.38184744262856]
[null,171,6.981,null,171.02809744951054,-0.028097449510539718,0.028097449510539718,null,171.3708587104331,-0.3708587104331116,0.3708587104331116,null,6.97994958404142,0.0010504159585797979,0.02665955702875527,0.02665955702875527,null,7.116898329427453,-0.1358983294274534,-3.449099600868767,3.449099600868767]
[null,172,7.021,null,172.028656889076,-0.02865688907598951,0.02865688907598951,null,172.39023108739127,-0.3902310873912711,0.3902310873912711,null,7.019911505287627,0.0010884947123726008,0.027625995800016605,0.027625995800016605,null,7.159553958291178,-0.1385539582911779,-3.5164994614300946,3.5164994614300946]
[null,173,7.06,null,173.0043598908203,-0.004359890820296641,0.004359890820296641,null,173.38500842724196,-0.3850084272419565,0.3850084272419565,null,7.059866584609934,0.0001334153900653945,0.003386082599859712,0.003386082599859712,null,7.202215354390831,-0.14221535439083155,-3.6094256944393046,3.6094256944393046]
[null,174,7.1,null,174.00522833300684,-0.005228333006840558,0.005228333006840558,null,174.40620611595318,-0.40620611595318223,0.40620611595318223,null,7.099815445864674,0.0001845541353260316,0.0046839839545746815,0.0046839839545746815,null,7.244882465953733,-0.14488246595373333,-3.677116985905752,3.677116985905752]
[null,175,7.14,null,175.00623173433925,-0.006231734339252171,0.006231734339252171,null,175.42832963398757,-0.4283296339875733,0.4283296339875733,null,7.139758710846382,0.00024128915361742997,0.006123918718810372,0.006123918718810372,null,7.287555241823729,-0.1475552418237296,-3.744952037486257,3.744952037486257]
[null,176,7.18,null,176.00735569848058,-0.007355698480580486,0.007355698480580486,null,176.45137987610286,-0.45137987610286245,0.45137987610286245,null,7.1796969986547134,0.000303001345286269,0.007690174143365506,0.007690174143365506,null,7.330233631452086,-0.15023363145208624,-3.8129295662539486,3.8129295662539486]
[null,177,7.22,null,177.00858588917907,-0.008585889179073547,0.008585889179073547,null,177.47535759239926,-0.4753575923992628,0.4753575923992628,null,7.219630925082118,0.00036907491788173985,0.009367121415838557,0.009367121415838557,null,7.372917584888544,-0.15291758488854423,-3.8810483044712525,3.8810483044712525]
[null,178,7.26,null,178.00990804407814,-0.00990804407814494,0.00990804407814494,null,178.50026339028918,-0.5002633902891773,0.5002633902891773,null,7.2595611020228334,0.0004388979771663415,0.011139230660481747,0.011139230660481747,null,7.4156070527725015,-0.15560705277250175,-3.9493069993660943,3.9493069993660943]
[null,179,7.3,null,179.0113079880835,-0.011307988083501641,0.011307988083501641,null,179.52609773648362,-0.5260977364836208,0.5260977364836208,null,7.2994881369038325,0.0005118630961673531,0.012991085380727423,0.012991085380727423,null,7.45830198632441,-0.1583019863244104,-4.0177044129135355,4.0177044129135355]
[null,180,7.34,null,180.0127716462728,-0.012771646272796033,0.012771646272796033,null,180.55286095899214,-0.5528609589921416,0.5528609589921416,null,7.339412632138165,0.0005873678618346645,0.014907396333363784,0.014907396333363784,null,7.501002337337265,-0.16100233733726554,-4.086239321619799,4.086239321619799]
[null,181,7.38,null,181.01428505633496,-0.01428505633495547,0.01428505633495547,null,181.58055324913695,-0.5805532491369547,0.5805532491369547,null,7.379335184601129,0.000664815398870644,0.016873014823336942,0.016873014823336942,null,7.543708058168265,-0.1637080581682655,-4.154910516310578,4.154910516310578]
[null,182,7.42,null,182.01583438052793,-0.0158343805279344,0.0158343805279344,null,182.60917466357878,-0.6091746635787842,0.6091746635787842,null,7.419256385129607,0.0007436148703927614,0.018872945410568283,0.018872945410568283,null,7.586419101730618,-0.16641910173061802,-4.223716801923085,4.223716801923085]
[null,183,7.46,null,183.01740591714622,-0.017405917146220418,0.017405917146220418,null,183.63872512635325,-0.6387251263532505,0.6387251263532505,null,7.459176818044779,0.0008231819552211306,0.020892358023512293,0.020892358023512293,null,7.6291354214854765,-0.16913542148547656,-4.292656997301394,4.292656997301394]
[null,184,7.5,null,184.01898611148906,-0.018986111489056157,0.018986111489056157,null,184.66920443091746,-0.6692044309174605,0.6692044309174605,null,7.499097060698481,0.00090293930151919,0.02291659947255704,0.02291659947255704,null,7.671856971434042,-0.17185697143404166,-4.361729934995977,4.361729934995977]
[null,185,7.54,null,185.02056156632457,-0.020561566324573732,0.020561566324573732,null,185.70061224220433,-0.700612242204329,0.700612242204329,null,7.539017683043225,0.0009823169567750867,0.0249312043629517,0.0249312043629517,null,7.714583706109754,-0.17458370610975393,-4.430934461065554,4.430934461065554]
[null,186,7.579,null,185.99708043881043,0.0029195611895715956,0.0029195611895715956,null,186.70712839616954,-0.7071283961695372,0.7071283961695372,null,7.578939247226028,6.0752773971550766e-05,0.0015419054033979584,0.0015419054033979584,null,7.757315580570648,-0.178315580570648,-4.5256494348830465,4.5256494348830465]
[null,187,7.619,null,186.9986078352324,0.001392164767594295,0.001392164767594295,null,187.7403685335634,-0.7403685335634123,0.7403685335634123,null,7.6188623072059505,0.00013769279404929335,0.003494643112971065,0.003494643112971065,null,7.800052550391857,-0.18105255039185764,-4.595113728945346,4.595113728945346]
[null,188,7.659,null,188.00009166158108,-9.166158108087075e-05,9.166158108087075e-05,null,188.77453544116025,-0.7745354411602534,0.7745354411602534,null,7.658787408395326,0.00021259160467401728,0.005395574926626559,0.005395574926626559,null,7.842794571658205,-0.183794571658205,-4.664706228685243,4.664706228685243]
[null,189,7.699,null,189.001519239947,-0.0015192399469867723,0.0015192399469867723,null,189.8096282934489,-0.8096282934488954,0.8096282934488954,null,7.698715087324506,0.0002849126754940201,0.00723108370403823,0.00723108370403823,null,7.885541600956933,-0.18654160095693317,-4.734425832286964,4.734425832286964]
[null,190,7.739,null,190.0028780943259,-0.0028780943258936986,0.0028780943258936986,null,190.8456461466996,-0.8456461466996075,0.8456461466996075,null,7.73864587132996,0.0003541286700396995,0.008987785645607572,0.008987785645607572,null,7.928293595370579,-0.18929359537057877,-4.804271450505289,4.804271450505289]
[null,191,7.779,null,191.00415595801536,-0.004155958015360284,0.004155958015360284,null,191.8825879410446,-0.8825879410445907,0.8825879410445907,null,7.778580278265446,0.0004197217345538462,0.010652537622976617,0.010652537622976617,null,7.971050512469945,-0.19205051246994476,-4.874242006487198,4.874242006487198]
[null,192,7.819,null,192.00534078050222,-0.005340780502223197,0.005340780502223197,null,192.9204525025594,-0.9204525025594137,0.9204525025594137,null,7.81851881623601,0.00048118376398953444,0.012212443930054384,0.012212443930054384,null,8.013812310307188,-0.1948123103071877,-4.944336435596424,4.944336435596424]
[null,193,7.859,null,193.00642073384466,-0.006420733844663573,0.006420733844663573,null,193.95923854534362,-0.9592385453436236,0.9592385453436236,null,7.858461983354431,0.0005380166455690727,0.013654862464543064,0.013654862464543064,null,8.056578947409049,-0.19757894740904902,-5.014553685241664,5.014553685241664]
[null,194,7.899,null,194.0073842185556,-0.007384218555586131,0.007384218555586131,null,194.9989446736005,-0.998944673600505,0.998944673600505,null,7.898410267519732,0.000589732480268168,0.014967410349206104,0.014967410349206104,null,8.099350382770165,-0.20035038277016515,-5.0848927147067915,5.0848927147067915]
[null,195,7.939,null,195.00821986899282,-0.008219868992824786,0.008219868992824786,null,196.03956938371397,-1.0395693837139675,1.0395693837139675,null,7.938364146217384,0.0006358537826161026,0.01613796900279668,0.01613796900279668,null,8.142126575846518,-0.20312657584651816,-5.155352494984631,5.155352494984631]
[null,196,7.979,null,196.00891655826447,-0.008916558264473906,0.008916558264473906,null,197.08111106632253,-1.081111066322535,1.081111066322535,null,7.978324086340656,0.0006759136593439408,0.017154688674149217,0.017154688674149217,null,8.184907486548978,-0.20590748654897784,-5.225932008613057,5.225932008613057]
[null,197,8.019,null,197.00946340265665,-0.009463402656649578,0.009463402656649578,null,198.1235680083889,-1.1235680083889008,1.1235680083889008,null,8.018290544032729,0.0007094559672715661,0.01800599244935235,0.01800599244935235,null,8.227693075236958,-0.20869307523695824,-5.296630249514,5.296630249514]
[null,198,8.059,null,198.00984976559377,-0.009849765593770599,0.009849765593770599,null,199.16693839526448,-1.1669383952644807,1.1669383952644807,null,8.058263964548944,0.0007360354510552725,0.018680579747782814,0.018680579747782814,null,8.270483302712178,-0.2114833027121783,-5.367446222835085,5.367446222835085]
[null,199,8.099,null,199.0100652611418,-0.01006526114178996,0.01006526114178996,null,200.21122031274848,-1.2112203127484804,1.2112203127484804,null,8.098244782138734,0.0007552178612666438,0.01916742931894742,0.01916742931894742,null,8.313278130212534,-0.21427813021253428,-5.4383789447941195,5.4383789447941195]
[null,200,8.138,null,199.98510118036594,0.014898819634055371,0.014898819634055371,null,201.23027089518058,-1.2302708951805812,1.2302708951805812,null,8.138233419946578,-0.00023341994657855025,-0.0059241982441636054,0.0059241982441636054,null,8.356077519406046,-0.21807751940604625,-5.534807442525453,5.534807442525453]
[null,201,8.178,null,200.9849496909183,0.015050309081686919,0.015050309081686919,null,202.27634708446107,-1.2763470844610652,1.2763470844610652,null,8.17823028993148,-0.00023028993147988785,-0.005844758460959554,0.005844758460959554,null,8.39888143238494,-0.22088143238493885,-5.605970753929748,5.605970753929748]
[null,202,8.218,null,201.98459794577917,0.015402054220828632,0.015402054220828632,null,203.32332854104894,-1.3233285410489373,1.3233285410489373,null,8.218235792804268,-0.00023579280426844207,-0.0059844213723330595,0.0059844213723330595,null,8.4416898316598,-0.22368983165980083,-5.677247927525745,5.677247927525745]
[null,203,8.258,null,202.98403658130616,0.015963418693843323,0.015963418693843323,null,204.37121297523296,-1.3712129752329645,1.3712129752329645,null,8.258250317982183,-0.0002503179821840007,-0.006353070387829937,0.006353070387829937,null,8.48450268015384,-0.22650268015384079,-5.748638022304479,5.748638022304479]
[null,204,8.298,null,203.9832564955055,0.016743504494513672,0.016743504494513672,null,205.41999800787556,-1.419998007875563,1.419998007875563,null,8.298274243560028,-0.00027424356002825334,-0.006960301553517069,0.006960301553517069,null,8.52731994119723,-0.22931994119723065,-5.820140107585714,5.820140107585714]
[null,205,8.338,null,204.98224884904081,0.017751150959185225,0.017751150959185225,null,206.4696811724192,-1.4696811724192003,1.4696811724192003,null,8.33830793629732,-0.0003079362973199551,-0.00781542322598046,0.00781542322598046,null,8.57014157852157,-0.23214157852157058,-5.891753262877461,5.891753262877461]
[null,206,8.378,null,205.98100506586786,0.01899493413213804,0.01899493413213804,null,207.5202599168825,-1.5202599168825088,1.5202599168825088,null,8.378351751620729,-0.0003517516207285354,-0.008927456134090227,0.008927456134090227,null,8.61296755625441,-0.23496755625441068,-5.963476577736943,5.963476577736943]
[null,207,8.418,null,206.97951683351064,0.02048316648935611,0.02048316648935611,null,208.57173160584398,-1.5717316058439792,1.5717316058439792,null,8.418406033641162,-0.00040603364116265084,-0.010305133812708077,0.010305133812708077,null,8.655797838913868,-0.23779783891386863,-6.035309151633985,6.035309151633985]
[null,208,8.458,null,207.97777610299215,0.02222389700784788,0.02222389700784788,null,209.62409352241326,-1.6240935224132613,1.6240935224132613,null,8.458471115184874,-0.00047111518487419346,-0.011956903392107029,0.011956903392107029,null,8.698632391403338,-0.24063239140333792,-6.107250093816716,6.107250093816716]
[null,209,8.499,null,209.00072166256265,-0.0007216625626540463,0.0007216625626540463,null,210.703685449402,-1.703685449402002,1.703685449402002,null,8.498547317837858,0.00045268216214289225,0.011489073275186605,0.011489073275186605,null,8.741471179006314,-0.24247117900631387,-6.153918523180246,6.153918523180246]
[null,210,8.539,null,209.9984460511483,0.0015539488516935762,0.0015539488516935762,null,211.7578414308685,-1.7578414308684955,1.7578414308684955,null,8.538634952002964,0.00036504799703607205,0.009264918164775508,0.009264918164775508,null,8.78431416738123,-0.24531416738123113,-6.226073568135646,6.226073568135646]
[null,211,8.579,null,210.99589519184724,0.004104808152760597,0.004104808152760597,null,212.81287894528046,-1.8128789452804597,1.8128789452804597,null,8.578734316968994,0.00026568303100660273,0.006743035326947577,0.006743035326947577,null,8.827161322556455,-0.24816132255645407,-6.298334366482804,6.298334366482804]
[null,212,8.619,null,211.993062089059,0.006937910940990832,0.006937910940990832,null,213.86879496749705,-1.8687949674970525,1.8687949674970525,null,8.618845700991173,0.00015429900882679703,0.003916108844024109,0.003916108844024109,null,8.870012610925299,-0.25101261092529903,-6.3707000652840895,6.3707000652840895]
[null,213,8.659,null,212.98994000561098,0.010059994389024496,0.010059994389024496,null,214.92558640060557,-1.9255864006055674,1.9255864006055674,null,8.658969381382375,3.061861762532203e-05,0.0007771005153306731,0.0007771005153306731,null,8.91286799924117,-0.25386799924116943,-6.44316982074088,6.44316982074088]
[null,214,8.699,null,213.98652246090822,0.013477539091780955,0.013477539091780955,null,215.98325007780534,-1.9832500778053372,1.9832500778053372,null,8.699105624614393,-0.00010562461439356241,-0.002680752713308614,0.002680752713308614,null,8.955727454612765,-0.2567274546127649,-6.515742798071973,6.515742798071973]
[null,215,8.739,null,214.98280322883969,0.017196771160314483,0.017196771160314483,null,217.04178276427572,-2.041782764275723,2.041782764275723,null,8.739254686428712,-0.00025468642871118163,-0.00646394156068979,0.00646394156068979,null,8.998590944499322,-0.25959094449932074,-6.58841817139276,6.58841817139276]
[null,216,8.779,null,215.97877633545093,0.0212236645490691,0.0212236645490691,null,218.10118115902776,-2.1011811590277603,2.1011811590277603,null,8.779416811956096,-0.0004168119560965522,-0.010578687445730494,0.010578687445730494,null,9.041458436705996,-0.26245843670599633,-6.661195123598187,6.661195123598187]
[null,217,8.819,null,216.97443605640075,0.02556394359925207,0.02556394359925207,null,219.1614418967381,-2.161441896738097,2.161441896738097,null,8.819592235844471,-0.0005922358444703235,-0.01503094573265681,0.01503094573265681,null,9.084329899379274,-0.26532989937927276,-6.734072846245942,6.734072846245942]
[null,218,8.86,null,217.99465630445027,0.005343695549726135,0.005343695549726135,null,220.24910051569162,-2.249100515691623,2.249100515691623,null,8.859781182394416,0.00021881760558351004,0.005553590829709485,0.005553590829709485,null,9.127205301002473,-0.2672053010024733,-6.781670539442772,6.781670539442772]
[null,219,8.9,null,218.98966489818565,0.01033510181434849,0.01033510181434849,null,221.31109693553066,-2.3110969355306565,2.3110969355306565,null,8.89998386570177,1.6134298229886213e-05,0.00040948848907451207,0.00040948848907451207,null,9.170084610391305,-0.2700846103913044,-6.854747411731305,6.854747411731305]
[null,220,8.94,null,219.98434428072053,0.015655719279465075,0.015655719279465075,null,222.37394514500295,-2.373945145002949,2.373945145002949,null,8.940200489806744,-0.00020048980674403083,-0.005088431295163502,0.005088431295163502,null,9.212967796689513,-0.2729677966895139,-6.927922679979861,6.927922679979861]
[null,221,8.98,null,220.97868970272674,0.02131029727325995,0.02131029727325995,null,223.4376415380284,-2.4376415380284016,2.4376415380284016,null,8.98043124884902,-0.0004312488490203492,-0.010945095788136463,0.010945095788136463,null,9.255854829364576,-0.27585482936457595,-7.001195569272937,7.001195569272937]
[null,222,9.02,null,221.97269664887702,0.027303351122981212,0.027303351122981212,null,224.5021824531373,-2.5021824531372943,2.5021824531372943,null,9.020676327228298,-0.0006763272282981347,-0.01716518505420666,0.01716518505420666,null,9.298745678203487,-0.27874567820348695,-7.0745653128044985,7.0745653128044985]
[null,223,9.061,null,222.99119801170826,0.008801988291736507,0.008801988291736507,null,225.59420945861262,-2.5942094586126245,2.5942094586126245,null,9.060935899769753,6.410023024727707e-05,0.0016268638436758918,0.0016268638436758918,null,9.34164031330858,-0.28064031330858086,-7.122651151771782,7.122651151771782]
[null,224,9.101,null,223.9845066576117,0.015493342388310793,0.015493342388310793,null,226.66044909781286,-2.660449097812858,2.660449097812858,null,9.101210131893977,-0.00021013189397578458,-0.005333147469105412,0.005333147469105412,null,9.384538705093448,-0.2835387050934468,-7.19621233527168,7.19621233527168]
[null,225,9.141,null,224.97746455620342,0.022535443796584786,0.022535443796584786,null,227.72752186342578,-2.7275218634257783,2.7275218634257783,null,9.141499179790834,-0.0004991797908342477,-0.012669183091373206,0.012669183091373206,null,9.427440824278888,-0.2864408242788876,-7.269868120198168,7.269868120198168]
[null,226,9.181,null,225.97006809656926,0.02993190343073593,0.02993190343073593,null,228.7954238882699,-2.7954238882699087,2.7954238882699087,null,9.181803190596833,-0.0008031905968337583,-0.020384977347640783,0.020384977347640783,null,9.47034664188896,-0.28934664188896164,-7.343617771141846,7.343617771141846]
[null,227,9.222,null,226.98711541556966,0.012884584430338464,0.012884584430338464,null,229.89087998307022,-2.8908799830702208,2.8908799830702208,null,9.222122302575555,-0.00012230257555501112,-0.003104039367586182,0.003104039367586182,null,9.513256129247036,-0.2912561292470368,-7.392080560289794,7.392080560289794]
[null,228,9.262,null,227.97899119947246,0.021008800527539506,0.021008800527539506,null,230.96044922227557,-2.960449222275571,2.960449222275571,null,9.262456645300707,-0.0004566453007068816,-0.011589657731940654,0.011589657731940654,null,9.556169257971996,-0.2941692579719959,-7.466015767329256,7.466015767329256]
[null,229,9.302,null,228.9705029930586,0.029497006941397785,0.029497006941397785,null,232.0308357434487,-3.030835743448705,3.030835743448705,null,9.302806339841398,-0.0008063398413984402,-0.020464905174692412,0.020464905174692412,null,9.599085999974399,-0.29708599997439933,-7.540042679350255,7.540042679350255]
[null,230,9.343,null,229.98642192881383,0.013578071186174157,0.013578071186174157,null,233.1288258785642,-3.128825878564186,3.128825878564186,null,9.343171498949225,-0.00017149894922496856,-0.004352643331329702,0.004352643331329702,null,9.642006327452764,-0.2990063274527639,-7.588780590751147,7.588780590751147]
[null,231,9.383,null,230.97718836046758,0.022811639532420713,0.022811639532420713,null,234.20085496036663,-3.2008549603666268,3.2008549603666268,null,9.383552227246847,-0.0005522272468478917,-0.014015527524999492,0.014015527524999492,null,9.68493021288991,-0.3019302128899106,-7.6629888031459314,7.6629888031459314]
[null,232,9.423,null,231.96758301955185,0.032416980448147115,0.032416980448147115,null,235.27368896167886,-3.2736889616788574,3.2736889616788574,null,9.423948621417631,-0.0009486214176313013,-0.024076011579482425,0.024076011579482425,null,9.72785762904931,-0.3048576290493106,-7.737286625271502,7.737286625271502]
[null,233,9.464,null,232.98234942828554,0.017650571714455054,0.017650571714455054,null,236.37417481069593,-3.3741748106959335,3.3741748106959335,null,9.464360770396082,-0.0003607703960817332,-0.009156352652554389,0.009156352652554389,null,9.770788548971547,-0.3067885489715465,-7.78629337289785,7.78629337289785]
[null,234,9.504,null,233.97198474503617,0.02801525496383306,0.02801525496383306,null,237.44862598241812,-3.448625982418122,3.448625982418122,null,9.504788755558698,-0.0007887555586982842,-0.020018616079762453,0.020018616079762453,null,9.81372294597078,-0.30972294597077976,-7.86076836873839,7.86076836873839]
[null,235,9.545,null,234.9859688185234,0.014031181476610755,0.014031181476610755,null,238.55076056665507,-3.5507605666550717,3.5507605666550717,null,9.545232650914972,-0.0002326509149721545,-0.005904680221993281,0.005904680221993281,null,9.856660793631315,-0.31166079363131516,-7.909950942362778,7.909950942362778]
[null,236,9.585,null,235.97483733752304,0.02516266247695853,0.02516266247695853,null,239.62681154264789,-3.6268115426478857,3.6268115426478857,null,9.58569252329824,-0.0006925232982393226,-0.017576241309314008,0.017576241309314008,null,9.899602065804183,-0.3146020658041824,-7.984600430110149,7.984600430110149]
[null,237,9.626,null,236.9880321812603,0.011967818739691438,0.011967818739691438,null,240.73057692155695,-3.7305769215569455,3.7305769215569455,null,9.626168432556122,-0.00016843255612286612,-0.004274818274398342,0.004274818274398342,null,9.942546736603791,-0.31654673660379196,-8.03395617500424,8.03395617500424]
[null,238,9.666,null,237.9761278865994,0.023872113400614126,0.023872113400614126,null,241.80821006800483,-3.8082100680048256,3.8082100680048256,null,9.66666043174027,-0.0006604317402700843,-0.01676175756805474,0.01676175756805474,null,9.985494780404604,-0.3194947804046038,-8.108777526668844,8.108777526668844]
[null,239,9.707,null,238.9885280432181,0.011471956781889503,0.011471956781889503,null,242.91358803891052,-3.913588038910518,3.913588038910518,null,9.707168567295199,-0.0001685672951978745,-0.004278237952122055,0.004278237952122055,null,10.02844617183792,-0.3214461718379198,-8.158303841246404,8.158303841246404]
[null,240,9.747,null,239.9758462836789,0.024153716321109187,0.024153716321109187,null,243.99278547802226,-3.992785478022256,3.992785478022256,null,9.74769287924601,-0.0006928792460101363,-0.01758527526373726,0.01758527526373726,null,10.071400885788636,-0.324400885788636,-8.233294481315582,8.233294481315582]
[null,241,9.788,null,240.98744765638497,0.01255234361502744,0.01255234361502744,null,245.09975760003698,-4.09975760003698,4.09975760003698,null,9.788233401384728,-0.00023340138472782712,-0.005923727144392252,0.005923727144392252,null,10.114358897392105,-0.32635889739210455,-8.282988815811613,8.282988815811613]
[null,242,9.828,null,241.97398507097458,0.026014929025421907,0.026014929025421907,null,246.18050123301032,-4.180501233010318,4.180501233010318,null,9.828790161455114,-0.0007901614551144576,-0.020054297730804933,0.020054297730804933,null,10.157320182031016,-0.329320182031017,-8.35814621994721,8.35814621994721]
[null,243,9.869,null,242.98478484754898,0.01521515245102023,0.01521515245102023,null,247.2890488501958,-4.2890488501957975,4.2890488501957975,null,9.869363181335736,-0.00036318133573587374,-0.009217542300976475,0.009217542300976475,null,10.20028471533235,-0.33128471533234993,-8.408006075135042,8.408006075135042]
[null,244,9.909,null,243.97053929176604,0.0294607082339553,0.0294607082339553,null,248.37132037944488,-4.371320379444882,4.371320379444882,null,9.909952477221184,-0.000952477221183301,-0.02417387187363218,0.02417387187363218,null,10.243252473164334,-0.3342524731643337,-8.483327768910788,8.483327768910788]
[null,245,9.95,null,244.98053586949996,0.019464130500040255,0.019464130500040255,null,249.4814246432186,-4.481424643218588,4.481424643218588,null,9.950558059801192,-0.000558059801193167,-0.014163557754282578,0.014163557754282578,null,10.286223431633479,-0.33622343163347956,-8.533350694857711,8.533350694857711]
[null,246,9.991,null,245.99012564337593,0.009874356624067104,0.009874356624067104,null,250.5923095990074,-4.592309599007393,4.592309599007393,null,9.991179934437588,-0.00017993443758790306,-0.00456673602598098,0.00456673602598098,null,10.329197567081657,-0.33819756708165727,-8.58345425253246,8.58345425253246]
[null,247,10.031,null,246.97469925456673,0.025300745433270322,0.025300745433270322,null,251.67684748465467,-4.676847484654672,4.676847484654672,null,10.031818101338924,-0.0008181013389236824,-0.02076341198188306,0.02076341198188306,null,10.372174856083197,-0.341174856083196,-8.659017847391514,8.659017847391514]
[null,248,10.072,null,247.98348553605513,0.01651446394487266,0.01651446394487266,null,252.78926038177218,-4.789260381772181,4.789260381772181,null,10.07247255573267,-0.00047255573267079853,-0.011993464495184866,0.011993464495184866,null,10.415155275442046,-0.34315527544204727,-8.709280890719159,8.709280890719159]
[null,249,10.113,null,248.9918654720608,0.008134527939205327,0.008134527939205327,null,253.90243935594427,-4.902439355944267,4.902439355944267,null,10.113143288034854,-0.00014328803485419428,-0.0036366503245994506,0.0036366503245994506,null,10.458138802188968,-0.3451388021889681,-8.75962279955601,8.75962279955601]
[null,250,10.153,null,249.97525956790585,0.024740432094148446,0.024740432094148446,null,254.9892011739809,-4.989201173980888,4.989201173980888,null,10.153830284017044,-0.0008302840170433257,-0.021072608352559606,0.021072608352559606,null,10.501125413578794,-0.3481254135787939,-8.835422996629788,8.835422996629788]
[null,251,10.194,null,250.9828380494405,0.01716195055951175,0.01716195055951175,null,256.10387906692125,-5.103879066921252,5.103879066921252,null,10.194533524970616,-0.0005335249706153178,-0.013540863754216766,0.013540863754216766,null,10.544115087087661,-0.35011508708766037,-8.88592091028482,8.88592091028482]
[null,252,10.235,null,251.9900117636232,0.00998823637681312,0.00998823637681312,null,257.2193082785603,-5.219308278560277,5.219308278560277,null,10.235252987868211,-0.00025298786821181807,-0.006420832095215942,0.006420832095215942,null,10.58710780041036,-0.3521078004103604,-8.936495974414946,8.936495974414946]
[null,253,10.276,null,252.99678147165594,0.003218528344063998,0.003218528344063998,null,258.3354838227434,-5.335483822743413,5.335483822743413,null,10.275988645522313,1.1354477686964515e-05,0.00028817664369515936,0.00028817664369515936,null,10.630103531457696,-0.3541035314576959,-8.987147628396322,8.987147628396322]
[null,254,10.316,null,253.97860730651539,0.021392693484614256,0.021392693484614256,null,259.4251500460005,-5.42515004600051,5.42515004600051,null,10.316740466740878,-0.0007404667408774657,-0.01879304588347008,0.01879304588347008,null,10.673102258353866,-0.35710225835386566,-9.06325531702111,9.06325531702111]
[null,255,10.357,null,254.98458151395383,0.015418486046172575,0.015418486046172575,null,260.5427853533956,-5.542785353395573,5.542785353395573,null,10.357508416479973,-0.0005084164799740165,-0.012903610261740538,0.012903610261740538,null,10.71610395943389,-0.35910395943388984,-9.114058490432123,9.114058490432123]
[null,256,10.398,null,255.99015460855776,0.009845391442240725,0.009845391442240725,null,261.6611520944641,-5.661152094464114,5.661152094464114,null,10.398292455993419,-0.000292455993418983,-0.007422533112973788,0.007422533112973788,null,10.75910861324108,-0.3611086132410808,-9.16493660405863,9.16493660405863]
[null,257,10.439,null,256.9953277602173,0.004672239782678389,0.004672239782678389,null,262.7802452451722,-5.780245245172182,5.780245245172182,null,10.439092542979337,-9.254297933658506e-05,-0.0023487408155625287,0.0023487408155625287,null,10.802116198524564,-0.36311619852456367,-9.215889118553426,9.215889118553426]
[null,258,10.48,null,258.0001022315614,-0.00010223156141364598,0.00010223156141364598,null,263.9000597747715,-5.900059774771478,5.900059774771478,null,10.479908631723598,9.136827640254808e-05,0.00231892685509667,0.00231892685509667,null,10.845126694236798,-0.3651266942367979,-9.26691549972993,9.26691549972993]
[null,259,10.52,null,258.9799870868036,0.02001291319641041,0.02001291319641041,null,264.9932521422869,-5.993252142286906,5.993252142286906,null,10.520740673240171,-0.0007406732401715743,-0.018798286835554557,0.018798286835554557,null,10.888140079531164,-0.36814007953116423,-9.343395218500948,9.343395218500948]
[null,260,10.561,null,259.98397797521346,0.016022024786536804,0.016022024786536804,null,266.1144770271522,-6.114477027152191,6.114477027152191,null,10.56158861540834,-0.0005886154083398765,-0.014939059063666065,0.014939059063666065,null,10.93115633375957,-0.3701563337595708,-9.394567750817906,9.394567750817906]
[null,261,10.602,null,260.98757445127984,0.01242554872015944,0.01242554872015944,null,267.2364082921768,-6.2364082921768045,6.2364082921768045,null,10.602452403106765,-0.00045240310676497586,-0.011481990849695086,0.011481990849695086,null,10.97417543647009,-0.3721754364700889,-9.445812577610855,9.445812577610855]
[null,262,10.643,null,261.990778108766,0.009221891234005852,0.009221891234005852,null,268.3590408904184,-6.359040890418385,6.359040890418385,null,10.643331978344426,-0.0003319783444251101,-0.008425610381509295,0.008425610381509295,null,11.017197367404655,-0.3741973674046548,-9.497129184730138,9.497129184730138]
[null,263,10.684,null,262.99359061569675,0.006409384303253773,0.006409384303253773,null,269.4823697733894,-6.482369773389394,6.482369773389394,null,10.684227280388397,-0.00022728038839758824,-0.00576837625753079,0.00576837625753079,null,11.060222106496756,-0.3762221064967566,-9.548517062887681,9.548517062887681]
[null,264,10.725,null,263.9960137108978,0.0039862891022153235,0.0039862891022153235,null,270.6063898920273,-6.606389892027323,6.606389892027323,null,10.725138245888484,-0.00013824588848443398,-0.0035086806497349344,0.0035086806497349344,null,11.103249633869178,-0.37824963386917787,-9.599975707599734,9.599975707599734]
[null,265,10.766,null,264.9980492006205,0.001950799379471846,0.001950799379471846,null,271.73109619764534,-6.731096197645343,6.731096197645343,null,10.76606480899878,-6.480899877914226e-05,-0.0016448523890146304,0.0016448523890146304,null,11.146279929831795,-0.38027992983179537,-9.651504619130966,9.651504619130966]
[null,266,10.807,null,265.9996989552512,0.0003010447488236423,0.0003010447488236423,null,272.8564836428587,-6.856483642858677,6.856483642858677,null,10.807006901496054,-6.901496053757228e-06,-0.00017515996984435845,0.00017515996984435845,null,11.189312974879359,-0.38231297487935834,-9.703103302438114,9.703103302438114]
[null,267,10.848,null,267.0009649061055,-0.0009649061054801678,0.0009649061054801678,null,273.98254718249086,-6.982547182490862,6.982547182490862,null,10.847964452895082,3.5547104918265404e-05,0.0009021855228255759,0.0009021855228255759,null,11.232348749689333,-0.3843487496893321,-9.754771267115247,9.754771267115247]
[null,268,10.889,null,268.0018490423069,-0.001849042306901083,0.001849042306901083,null,275.1092817744575,-7.109281774457486,7.109281774457486,null,10.888937390560908,6.260943909097705e-05,0.0015890275641289974,0.0015890275641289974,null,11.275387235119789,-0.38638723511978945,-9.806508027340255,9.806508027340255]
[null,269,10.93,null,269.00235340774924,-0.0023534077492399774,0.0023534077492399774,null,276.23668238063016,-7.236682380630157,7.236682380630157,null,10.929925639818055,7.436018194439953e-05,0.00188726141774886,0.00188726141774886,null,11.318428412207261,-0.38842841220726143,-9.858313101820295,9.858313101820295]
[null,270,10.971,null,270.00248009814214,-0.002480098142143561,0.002480098142143561,null,277.3647439676779,-7.364743967677896,7.364743967677896,null,10.970929124056724,7.087594327614966e-05,0.0017988314403486782,0.0017988314403486782,null,11.361472262164707,-0.39047226216470676,-9.910186013740256,9.910186013740256]
[null,271,11.012,null,271.00223125813926,-0.002231258139261172,0.002231258139261172,null,278.4934615078889,-7.493461507888924,7.493461507888924,null,11.011947764836021,5.223516397911965e-05,0.0013257284617900567,0.0013257284617900567,null,11.404518766379441,-0.3925187663794407,-9.962126290710206,9.962126290710206]
[null,272,11.053,null,272.0016090785479,-0.0016090785479150327,0.0016090785479150327,null,279.62282997997204,-7.622829979972039,7.622829979972039,null,11.052981481984235,1.8518015766133544e-05,0.00046998724014446936,0.00046998724014446936,null,11.44756790641113,-0.3945679064111296,-10.014133464714469,10.014133464714469]
[null,273,11.094,null,273.0006157936206,-0.000615793620625027,0.000615793620625027,null,280.7528443698365,-7.7528443698365095,7.7528443698365095,null,11.094030193696199,-3.0193696199276587e-05,-0.0007663160095376397,0.0007663160095376397,null,11.490619663989792,-0.3966196639897923,-10.066207072060928,10.066207072060928]
[null,274,11.135,null,273.99925367842513,0.0007463215748657603,0.0007463215748657603,null,281.8834996713542,-7.883499671354173,7.883499671354173,null,11.135093816627789,-9.38166277890673e-05,-0.002381066013286528,0.002381066013286528,null,11.533674021013852,-0.39867402101385174,-10.118346653331557,10.118346653331557]
[null,275,11.176,null,274.99752504629413,0.0024749537058710303,0.0024749537058710303,null,283.01479088709937,-8.014790887099366,8.014790887099366,null,11.176172265987619,-0.0001722659876186583,-0.004372110765761547,0.004372110765761547,null,11.576730959548197,-0.4007309595481967,-10.170551753333232,10.170551753333232]
[null,276,11.217,null,275.99543224635283,0.004567753647165773,0.004567753647165773,null,284.14671302907135,-8.14671302907135,8.14671302907135,null,11.217265455625885,-0.00026545562588431437,-0.006737263784943898,0.006737263784943898,null,11.619790461822252,-0.4027904618222511,-10.222821921048732,10.222821921048732]
[null,277,11.259,null,277.0173035377529,-0.017303537752923148,0.017303537752923148,null,285.3068920213555,-8.306892021355509,8.306892021355509,null,11.258373298120539,0.0006267018794616774,0.015905693700737373,0.015905693700737373,null,11.662852510228149,-0.4038525102281483,-10.249776709590403,10.249776709590403]
[null,278,11.3,null,278.0144808460703,-0.01448084607028477,0.01448084607028477,null,286.4400761769003,-8.440076176900277,8.440076176900277,null,11.29949570486073,0.0005042951392706385,0.012799010634688805,0.012799010634688805,null,11.705917087318793,-0.4059170873187927,-10.30217567615096,10.30217567615096]
[null,279,11.341,null,279.0113012850406,-0.011301285040588027,0.011301285040588027,null,287.57387623742864,-8.573876237428635,8.573876237428635,null,11.340632586127622,0.0003674138723770426,0.009324964080929341,0.009324964080929341,null,11.748984175806122,-0.40798417580612245,-10.354638381959388,10.354638381959388]
[null,280,11.382,null,280.00776732437436,-0.0077673243743561216,0.0077673243743561216,null,288.7082872597788,-8.708287259778785,8.708287259778785,null,11.381783851172555,0.0002161488274445844,0.005485857240543552,0.005485857240543552,null,11.792053758559222,-0.4100537585592221,-10.407164392233057,10.407164392233057]
[null,281,11.423,null,281.00388145828896,-0.0038814582889585836,0.0038814582889585836,null,289.8433043135544,-8.843304313554427,8.843304313554427,null,11.42294940829274,5.0591707260849716e-05,0.0012840175302803658,0.0012840175302803658,null,11.835125818602588,-0.412125818602588,-10.459753276133684,10.459753276133684]
[null,282,11.465,null,282.0239288050713,-0.023928805071307124,0.023928805071307124,null,291.0066279539338,-9.006627953933787,9.006627953933787,null,11.464129164904387,0.0008708350956130317,0.022101794726658745,0.022101794726658745,null,11.878200339114358,-0.4132003391143577,-10.487024606722398,10.487024606722398]
[null,283,11.506,null,283.01933827081325,-0.019338270813250347,0.019338270813250347,null,292.142856814073,-9.142856814073014,9.142856814073014,null,11.505323027613395,0.0006769723866053567,0.017181559172043954,0.017181559172043954,null,11.921277303424574,-0.41527730342457403,-10.539737960915689,10.539737960915689]
[null,284,11.547,null,284.0144035034356,-0.014403503435573839,0.014403503435573839,null,293.27967687800435,-9.279676878004352,9.279676878004352,null,11.54653090228366,0.00046909771634062736,0.011905700040725121,0.011905700040725121,null,11.964356695013498,-0.41735669501349726,-10.59251291944256,10.59251291944256]
[null,285,11.588,null,285.0091270759633,-0.009127075963306197,0.009127075963306197,null,294.41708327269185,-9.417083272691855,9.417083272691855,null,11.587752694103017,0.0002473058969822972,0.006276623665410703,0.006276623665410703,null,12.007438497509868,-0.4194384975098693,-10.645349066800481,10.645349066800481]
[null,286,11.63,null,286.0277606429417,-0.027760642941700553,0.027760642941700553,null,295.58283416566115,-9.582834165661154,9.582834165661154,null,11.62898830764687,0.001011692353131366,0.025676751922474067,0.025676751922474067,null,12.050522694689306,-0.42052269468930525,-10.672865991214566,10.672865991214566]
[null,287,11.671,null,287.02180049864205,-0.021800498642051025,0.021800498642051025,null,296.7214126697505,-9.72141266975052,9.72141266975052,null,11.670237646939631,0.0007623530603684259,0.01934852067215065,0.01934852067215065,null,12.093609270472614,-0.42260927047261454,-10.725823284594957,10.725823284594957]
[null,288,11.712,null,288.0155065604455,-0.015506560445487594,0.015506560445487594,null,297.8605628640313,-9.860562864031294,9.860562864031294,null,11.71150061551387,0.0004993844861296282,0.012674378257969961,0.012674378257969961,null,12.136698208924201,-0.42469820892420174,-10.778840542496239,10.778840542496239]
[null,289,11.753,null,289.0088814516625,-0.008881451662489326,0.008881451662489326,null,299.00027994158626,-10.000279941586257,10.000279941586257,null,11.752777116467419,0.00022288353258126392,0.005656784056912478,0.005656784056912478,null,12.179789494250445,-0.42678949425044443,-10.83191736407628,10.83191736407628]
[null,290,11.795,null,290.026144364832,-0.026144364832020983,0.026144364832020983,null,300.16837778201176,-10.16837778201176,10.16837778201176,null,11.794067052518301,0.0009329474816990313,0.023678207085521413,0.023678207085521413,null,12.222883110798138,-0.42788311079813823,-10.859673352056747,10.859673352056747]
[null,291,11.836,null,291.01885690176783,-0.01885690176783328,0.01885690176783328,null,301.3092278102747,-10.309227810274706,10.309227810274706,null,11.835370326057674,0.0006296739423259368,0.015981124656232273,0.015981124656232273,null,12.265979043052948,-0.4299790430529473,-10.912868112683803,10.912868112683803]
[null,292,11.877,null,292.0112462481078,-0.011246248107795509,0.011246248107795509,null,302.45063029319033,-10.45063029319033,10.45063029319033,null,11.876686839200742,0.00031316079925858276,0.00794802108518283,0.00794802108518283,null,12.309077275637835,-0.43207727563783394,-10.966121255688225,10.966121255688225]
[null,293,11.919,null,293.0275078710042,-0.027507871004218032,0.027507871004218032,null,303.6204397443478,-10.620439744347777,10.620439744347777,null,11.918016493835754,0.0009835061642462506,0.02496138644856984,0.02496138644856984,null,12.352177793311572,-0.4331777933115717,-10.994052394247689,10.994052394247689]
[null,294,11.96,null,294.01925106613055,-0.019251066130550498,0.019251066130550498,null,304.76294614208877,-10.762946142088765,10.762946142088765,null,11.9593591916711,0.0006408083289013433,0.016263715387516094,0.016263715387516094,null,12.395280580967245,-0.43528058096724465,-11.047421144948668,11.047421144948668]
[null,295,12.001,null,295.01067909044565,-0.010679090445648853,0.010679090445648853,null,305.9059907396403,-10.905990739640288,10.905990739640288,null,12.000714834280535,0.00028516571946468616,0.007237505960013734,0.007237505960013734,null,12.438385623630774,-0.4373856236307745,-11.100847127749056,11.100847127749056]
[null,296,12.043,null,296.0259642656543,-0.025964265654295104,0.025964265654295104,null,307.0774676390858,-11.077467639085796,11.077467639085796,null,12.042083323146693,0.0009166768533059866,0.023265258536905937,0.023265258536905937,null,12.481492906459447,-0.43849290645944805,-11.128949965940791,11.128949965940791]
[null,297,12.084,null,297.0167623867625,-0.016762386762479764,0.016762386762479764,null,308.2215874788495,-11.221587478849472,11.221587478849472,null,12.083464559702744,0.0005354402972557182,0.013589474744350127,0.013589474744350127,null,12.524602414740505,-0.4406024147405052,-11.182489286114022,11.182489286114022]
[null,298,12.126,null,298.03140786418743,-0.03140786418742891,0.03140786418742891,null,309.3941561028482,-11.394156102848228,11.394156102848228,null,12.12485844537245,0.0011415546275497235,0.028972656447211982,0.028972656447211982,null,12.56771413388969,-0.4417141338896897,-11.210704718120324,11.210704718120324]
[null,299,12.167,null,299.0215869502006,-0.021586950200571664,0.021586950200571664,null,310.5393322062672,-11.539332206267204,11.539332206267204,null,12.166264881608496,0.0007351183915034198,0.018657304776356794,0.018657304776356794,null,12.610828049449895,-0.44382804944989473,-11.264355895038328,11.264355895038328]
[null,300,12.209,null,300.0356038515072,-0.03560385150717593,0.03560385150717593,null,311.71297320387714,-11.71297320387714,11.71297320387714,null,12.207683769929295,0.0013162300707048047,0.03340591919448794,0.03340591919448794,null,12.653944147089732,-0.44494414708973196,-11.292682453137397,11.292682453137397]
[null,301,12.25,null,301.02517474388077,-0.025174743880768347,0.025174743880768347,null,312.8591867704801,-11.859186770480107,11.859186770480107,null,12.249115011954155,0.0008849880458452475,0.02246099660355238,0.02246099660355238,null,12.697062412602195,-0.4470624126021949,-11.346444031843706,11.346444031843706]
[null,302,12.291,null,302.0144491911909,-0.014449191190919919,0.014449191190919919,null,314.00590593770414,-12.005905937704142,12.005905937704142,null,12.290558509437004,0.00044149056299680467,0.011205030488858903,0.011205030488858903,null,12.740182831903319,-0.4491828319033182,-11.400260273706216,11.400260273706216]
[null,303,12.333,null,303.02754765263376,-0.027547652633757025,0.027547652633757025,null,315.18111338871114,-12.18111338871114,12.18111338871114,null,12.332014164298576,0.00098583570142452,0.02502051010215432,0.02502051010215432,null,12.783305391030835,-0.45030539103083456,-11.42875082436258,11.42875082436258]
[null,304,12.374,null,304.01623001926754,-0.016230019267538864,0.016230019267538864,null,316.32884227489416,-12.328842274894157,12.328842274894157,null,12.373481878657257,0.0005181213427434272,0.013149919678828182,0.013149919678828182,null,12.82643007614286,-0.4524300761428588,-11.482675332505755,11.482675332505755]
[null,305,12.416,null,305.02872745285526,-0.028727452855264346,0.028727452855264346,null,317.5050746569671,-12.50507465696711,12.50507465696711,null,12.414961554858461,0.0010384451415390572,0.02635573769226127,0.02635573769226127,null,12.86955687351662,-0.4535568735166198,-11.51127344985181,11.51127344985181]
[null,306,12.457,null,306.0168284473117,-0.016828447311695527,0.016828447311695527,null,318.6537949280938,-12.653794928093816,12.653794928093816,null,12.456453095502743,0.0005469044972574721,0.013880436140394643,0.013880436140394643,null,12.91268576954716,-0.4556857695471592,-11.5653048311069,11.5653048311069]
[null,307,12.499,null,307.0287357851186,-0.028735785118612966,0.028735785118612966,null,319.83103355934713,-12.831033559347134,12.831033559347134,null,12.497956403472534,0.0010435965274666614,0.026486479867103865,0.026486479867103865,null,12.955816750746074,-0.4568167507460732,-11.594009133935337,11.594009133935337]
[null,308,12.54,null,308.01626603949944,-0.01626603949944183,0.01626603949944183,null,320.980727076295,-12.980727076295011,12.980727076295011,null,12.53947138195771,0.0005286180422885423,0.013416325913283202,0.013416325913283202,null,12.99894980374028,-0.45894980374028016,-11.64814601892831,11.64814601892831]
[null,309,12.582,null,309.0275941293783,-0.027594129378314847,0.027594129378314847,null,322.1589534765403,-13.158953476540319,13.158953476540319,null,12.580997934479868,0.0010020655201330442,0.02543242290097666,0.02543242290097666,null,13.042084915270776,-0.4600849152707749,-11.676955149572267,11.676955149572267]
[null,310,12.624,null,310.038633209423,-0.03863320942298287,0.03863320942298287,null,323.33767273523944,-13.337672735239437,13.337672735239437,null,12.622535964915443,0.0014640350845578354,0.03715721044607786,0.03715721044607786,null,13.085222072191437,-0.4612220721914362,-11.70581619221865,11.70581619221865]
[null,311,12.665,null,311.025323782603,-0.025323782602981737,0.025323782602981737,null,324.4887981935504,-13.488798193550394,13.488798193550394,null,12.66408537751771,0.0009146224822895732,0.023213118600509366,0.023213118600509366,null,13.128361261467804,-0.46336126146780465,-11.760108816052881,11.760108816052881]
[null,312,12.707,null,312.03579976892047,-0.03579976892046943,0.03579976892046943,null,325.66847777855486,-13.668477778554859,13.668477778554859,null,12.705646076937624,0.001353923062376694,0.03436256732312049,0.03436256732312049,null,13.17150247017591,-0.4645024701759084,-11.789072693064554,11.789072693064554]
[null,313,12.748,null,313.021945838679,-0.02194583867901656,0.02194583867901656,null,326.82053190667585,-13.820531906675853,13.820531906675853,null,12.74721796824367,0.0007820317563300705,0.01984796597565719,0.01984796597565719,null,13.21464568550111,-0.46664568550110985,-11.843467498018168,11.843467498018168]
[null,314,12.79,null,314.0318693221009,-0.03186932210087434,0.03186932210087434,null,328.00115385919304,-14.001153859193039,14.001153859193039,null,12.788800956940602,0.0011990430593975532,0.0304317128475099,0.0304317128475099,null,13.257790894736942,-0.46779089473694313,-11.872532908423617,11.872532908423617]
[null,315,12.831,null,315.01748117043786,-0.017481170437861238,0.017481170437861238,null,329.154119229778,-14.154119229778019,14.154119229778019,null,12.830394948987225,0.0006050510127746378,0.015356194704220307,0.015356194704220307,null,13.300938085283944,-0.4699380852839443,-11.927028604506507,11.927028604506507]
[null,316,12.873,null,316.02686262372464,-0.026862623724639434,0.026862623724639434,null,330.3356658044825,-14.335665804482517,14.335665804482517,null,12.871999850813191,0.0010001491868081303,0.025383786361190343,0.025383786361190343,null,13.344087244648595,-0.4710872446485954,-11.956194269181351,11.956194269181351]
[null,317,12.915,null,317.03597374759977,-0.03597374759976901,0.03597374759976901,null,331.5176735672496,-14.517673567249574,14.517673567249574,null,12.913615569334906,0.0013844306650927507,0.03513685028005401,0.03513685028005401,null,13.38723836044216,-0.4722383604421605,-11.985409588022033,11.985409588022033]
[null,318,12.956,null,318.0208001841242,-0.02080018412419804,0.02080018412419804,null,332.67197886747823,-14.67197886747823,14.67197886747823,null,12.955242011970475,0.0007579880295249808,0.01923773618934401,0.01923773618934401,null,13.430391420379582,-0.4743914203795825,-12.040054249233803,12.040054249233803]
[null,319,12.998,null,319.02938481125557,-0.02938481125556791,0.02938481125556791,null,333.85488493596506,-14.85488493596506,14.85488493596506,null,12.996879086653818,0.0011209133461811405,0.028448780726077344,0.028448780726077344,null,13.47354641227846,-0.47554641227845984,-12.069367943627311,12.069367943627311]
[null,320,13.04,null,320.0377068932274,-0.03770689322738008,0.03770689322738008,null,335.03823900112536,-15.038239001125362,15.038239001125362,null,13.038526701847928,0.0014732981520708677,0.03739230709955862,0.03739230709955862,null,13.516703324057907,-0.47670332405790816,-12.09873036458971,12.09873036458971]
[null,321,13.081,null,321.0217705327051,-0.021770532705090773,0.021770532705090773,null,336.1938459060344,-15.193845906034426,15.193845906034426,null,13.080184766557345,0.0008152334426547725,0.020690624774578125,0.020690624774578125,null,13.559862143737563,-0.47886214373756353,-12.153521208059361,12.153521208059361]
[null,322,13.123,null,322.0295813454983,-0.029581345498286282,0.029581345498286282,null,337.37807245783523,-15.37807245783523,15.37807245783523,null,13.12185319033982,0.0011468096601792155,0.029106029175348488,0.029106029175348488,null,13.603022859436493,-0.4800228594364935,-12.182980172498205,12.182980172498205]
[null,323,13.165,null,323.0371372379499,-0.037137237949878,0.037137237949878,null,338.56273406821344,-15.562734068213445,15.562734068213445,null,13.163531883317253,0.0014681166827461567,0.037260801408097455,0.037260801408097455,null,13.646185459372191,-0.4811854593721918,-12.212486958866227,12.212486958866227]
[null,324,13.206,null,324.0204602321449,-0.020460232144898782,0.020460232144898782,null,339.7196049886602,-15.719604988660194,15.719604988660194,null,13.205220756185875,0.0007792438141240865,0.019777208002469314,0.019777208002469314,null,13.689349931859567,-0.48334993185956776,-12.267421270595829,12.267421270595829]
[null,325,13.248,null,325.0275197597288,-0.02751975972881837,0.02751975972881837,null,340.905113769914,-15.90511376991401,15.90511376991401,null,13.246919720225765,0.001080279774233972,0.027417500670058208,0.027417500670058208,null,13.732516265309927,-0.484516265309928,-12.297022813565972,12.297022813565972]
[null,326,13.29,null,326.03433182448265,-0.034331824482649154,0.034331824482649154,null,342.0910449275733,-16.091044927573307,16.091044927573307,null,13.288628687309682,0.0013713126903169837,0.034803916080245044,0.034803916080245044,null,13.775684448229972,-0.48568444822997314,-12.326671296076718,12.326671296076718]
[null,327,13.331,null,327.01693583926414,-0.016935839264135666,0.016935839264135666,null,343.24914301788556,-16.249143017885558,16.249143017885558,null,13.330347569911222,0.000652430088777578,0.01655867565317493,0.01655867565317493,null,13.81885446922085,-0.4878544692208511,-12.381746428825199,12.381746428825199]
[null,328,13.373,null,328.0232661064057,-0.023266106405685605,0.023266106405685605,null,344.43589653847255,-16.435896538472548,16.435896538472548,null,13.372076281112422,0.0009237188875772517,0.02344398536671065,0.02344398536671065,null,13.862026316977172,-0.48902631697717247,-12.411487924880637,12.411487924880637]
[null,329,13.415,null,329.0293561947807,-0.029356194780689293,0.029356194780689293,null,345.62306001115604,-16.623060011156042,16.623060011156042,null,13.413814734610675,0.001185265389324286,0.030082035581050375,0.030082035581050375,null,13.905199980286042,-0.49019998028604306,-12.441275499659772,12.441275499659772]
[null,330,13.457,null,330.03520851205815,-0.03520851205814779,0.03520851205814779,null,346.810629319489,-16.81062931948901,16.81062931948901,null,13.455562844725147,0.001437155274853552,0.03647500087578315,0.03647500087578315,null,13.948375448026134,-0.4913754480261332,-12.47110887090326,12.47110887090326]
[null,331,13.498,null,331.016884902638,-0.01688490263802578,0.01688490263802578,null,347.97031071343355,-16.97031071343355,16.97031071343355,null,13.497320526402584,0.0006794735974153809,0.01724503990240237,0.01724503990240237,null,13.991552709166756,-0.49355270916675664,-12.526367758652283,12.526367758652283]
[null,332,13.54,null,332.02227434025843,-0.022274340258434222,0.022274340258434222,null,349.15867003904344,-17.158670039043443,17.158670039043443,null,13.53908769522264,0.0009123047773584858,0.02315429524935837,0.02315429524935837,null,14.03473175276693,-0.49473175276693127,-12.556291885224715,12.556291885224715]
[null,333,13.582,null,333.02743305216734,-0.027433052167339156,0.027433052167339156,null,350.34742312241406,-17.347423122414057,17.347423122414057,null,13.580864267402623,0.0011357325973779808,0.028824893321453153,0.028824893321453153,null,14.077912567974456,-0.4959125679744556,-12.586260975191683,12.586260975191683]
[null,334,13.624,null,334.03236336484196,-0.0323633648419559,0.0323633648419559,null,351.5365659637147,-17.53656596371468,17.53656596371468,null,13.622650159801813,0.001349840198187735,0.034258944230004716,0.034258944230004716,null,14.12109514402505,-0.4970951440250495,-12.616274755355755,12.616274755355755]
[null,335,13.665,null,335.013148665049,-0.013148665049016017,0.013148665049016017,null,352.6977680291356,-17.697768029135602,17.697768029135602,null,13.66444528992531,0.0005547100746898792,0.014078541695629134,0.014078541695629134,null,14.164279470241446,-0.49927947024144714,-12.671712954727928,12.671712954727928]
[null,336,13.707,null,336.0176343783983,-0.017634378398327044,0.017634378398327044,null,353.8876694582376,-17.88766945823761,17.88766945823761,null,13.706249575927359,0.0007504240726419198,0.019045762963651923,0.019045762963651923,null,14.207465536032515,-0.5004655360325145,-12.70181530450522,12.70181530450522]
[null,337,13.749,null,337.0218984941377,-0.02189849413770162,0.02189849413770162,null,355.0779489147196,-18.077948914719627,18.077948914719627,null,13.748062936614321,0.0009370633856793376,0.023782668728541585,0.023782668728541585,null,14.250653330892366,-0.5016533308923652,-12.731961538048228,12.731961538048228]
[null,338,13.791,null,338.02594325631355,-0.02594325631355332,0.02594325631355332,null,356.2686025154586,-18.26860251545861,18.26860251545861,null,13.789885291447177,0.0011147085528229184,0.028291303070645667,0.028291303070645667,null,14.293842844399549,-0.5028428443995487,-12.762151390860547,12.762151390860547]
[null,339,13.833,null,339.0297708881461,-0.029770888146117613,0.029770888146117613,null,357.4596264066491,-18.45962640664908,18.45962640664908,null,13.831716560543683,0.0012834394563174811,0.03257369340133767,0.03257369340133767,null,14.337034066216189,-0.5040340662161888,-12.792384600566873,12.792384600566873]
[null,340,13.874,null,340.0094905324512,-0.009490532451195577,0.009490532451195577,null,358.6226460969984,-18.62264609699838,18.62264609699838,null,13.873556664680075,0.00044333531992535313,0.011251850419705462,0.011251850419705462,null,14.380226986087125,-0.5062269860871247,-12.848040906891224,12.848040906891224]
[null,341,13.916,null,341.0128955300894,-0.012895530089394924,0.012895530089394924,null,359.8143905336793,-18.814390533679273,18.814390533679273,null,13.915405525292487,0.0005944747075137258,0.01508776807669836,0.01508776807669836,null,14.42342159383909,-0.5074215938390889,-12.878360051636076,12.878360051636076]
[null,342,13.958,null,342.0160898907929,-0.01608989079289813,0.01608989079289813,null,361.00649396434596,-19.006493964345964,19.006493964345964,null,13.95726306447792,0.0007369355220809837,0.018703423550415366,0.018703423550415366,null,14.466617879379937,-0.508617879379937,-12.9087217786628,12.9087217786628]
[null,343,14,null,343.01907575493385,-0.019075754933851385,0.019075754933851385,null,362.19895265145806,-19.198952651458058,19.198952651458058,null,13.999129204995018,0.0008707950049817725,0.022100777226437385,0.022100777226437385,null,14.509815832697782,-0.5098158326977824,-12.939125833869717,12.939125833869717]
[null,344,14.042,null,344.0218552420892,-0.02185524208920242,0.02185524208920242,null,363.3917628866105,-19.39176288661048,19.39176288661048,null,14.041003870264383,0.000996129735616691,0.025281772689951614,0.025281772689951614,null,14.553015443860236,-0.5110154438602361,-12.969571965172792,12.969571965172792]
[null,345,14.084,null,345.02443045107634,-0.024430451076341342,0.024430451076341342,null,364.58492099048146,-19.584920990481464,19.584920990481464,null,14.082886984368656,0.0011130156313434725,0.02824833672349733,0.02824833672349733,null,14.596216703013605,-0.5122167030136051,-13.000059922485297,13.000059922485297]
[null,346,14.126,null,346.02680345999676,-0.026803459996756374,0.026803459996756374,null,365.77842331277486,-19.778423312774862,19.778423312774862,null,14.124778472052311,0.0012215279476883723,0.031002379312330887,0.031002379312330887,null,14.639419600382116,-0.5134196003821163,-13.030589457698111,13.030589457698111]
[null,347,14.167,null,347.00511737785416,-0.0051173778541624415,0.0051173778541624415,null,366.9438374701157,-19.94383747011568,19.94383747011568,null,14.166678258721152,0.0003217412788476537,0.00816579365715345,0.00816579365715345,null,14.682624126267164,-0.5156241262671646,-13.086540324660637,13.086540324660637]
[null,348,14.209,null,348.00709683163984,-0.007096831639842094,0.007096831639842094,null,368.138009411761,-20.138009411761004,20.138009411761004,null,14.208586270441529,0.0004137295584705214,0.010500456193981832,0.010500456193981832,null,14.72583027104652,-0.5168302710465209,-13.1171522791607,13.1171522791607]
[null,349,14.251,null,349.00888014815604,-0.008880148156038103,0.008880148156038103,null,369.3325148789644,-20.33251487896439,20.33251487896439,null,14.250502433939337,0.0004975660606625354,0.012628226619615148,0.012628226619615148,null,14.769038025173602,-0.5180380251736025,-13.147805078906032,13.147805078906032]
[null,350,14.293,null,350.0104693237217,-0.010469323721679302,0.010469323721679302,null,370.52735033618274,-20.527350336182735,20.527350336182735,null,14.292426676598755,0.0005733234012446076,0.01455094792358814,0.01455094792358814,null,14.812247379176744,-0.5192473791767451,-13.178498483505791,13.178498483505791]
[null,351,14.335,null,351.0118663342707,-0.01186633427067818,0.01186633427067818,null,371.72251227654573,-20.72251227654573,20.72251227654573,null,14.334358926460762,0.0006410735392385902,0.01627044642587542,0.01627044642587542,null,14.855458323658437,-0.5204583236584366,-13.20923225445112,13.20923225445112]
[null,352,14.377,null,352.01307313543936,-0.013073135439356065,0.013073135439356065,null,372.91799722177154,-20.917997221771543,20.917997221771543,null,14.376299112221409,0.0007008877785921186,0.01778853182066797,0.01778853182066797,null,14.898670849294614,-0.5216708492946136,-13.240006155097293,13.240006155097293]
[null,353,14.419,null,353.01409166265836,-0.014091662658358928,0.014091662658358928,null,374.11380172207987,-21.11380172207987,21.11380172207987,null,14.41824716322993,0.0007528367700704308,0.019106997224387533,0.019106997224387533,null,14.941884946833948,-0.5228849468339476,-13.27081995064559,13.27081995064559]
[null,354,14.461,null,354.0149238312513,-0.014923831251280717,0.014923831251280717,null,375.3099223561003,-21.309922356100287,21.309922356100287,null,14.460203009486625,0.0007969905133755617,0.020227619229471756,0.020227619229471756,null,14.985100607097126,-0.5241006070971252,-13.301673408125039,13.301673408125039]
[null,355,14.503,null,355.01557153653744,-0.015571536537436259,0.015571536537436259,null,376.50635573077744,-21.506355730777443,21.506355730777443,null,14.50216658164053,0.0008334183594698175,0.021152157963343965,0.021152157963343965,null,15.028317820976149,-0.5253178209761487,-13.332566296374653,13.332566296374653]
[null,356,14.545,null,356.01603665394055,-0.016036653940545875,0.016036653940545875,null,377.70309848127243,-21.703098481272434,21.703098481272434,null,14.544137810987007,0.0008621890129933973,0.021882357149772425,0.021882357149772425,null,15.07153657943367,-0.5265365794336709,-13.363498386026567,13.363498386026567]
[null,357,14.587,null,357.01632103910123,-0.016321039101228507,0.016321039101228507,null,378.90014727086145,-21.900147270861453,21.900147270861453,null,14.586116629465025,0.0008833705349751142,0.022419944177668398,0.022419944177668398,null,15.114756873502264,-0.5277568735022644,-13.39446944948747,13.39446944948747]
[null,358,14.629,null,358.0164265279951,-0.016426527995122342,0.016426527995122342,null,380.0974987908294,-22.097498790829377,22.097498790829377,null,14.62810296965441,0.0008970303455893003,0.02276663017105644,0.02276663017105644,null,15.157978694283814,-0.5289786942838148,-13.42547926092322,13.42547926092322]
[null,359,14.671,null,359.0163549370529,-0.01635493705288127,0.01635493705288127,null,381.2951497603628,-22.29514976036279,22.29514976036279,null,14.670096764772868,0.000903235227131205,0.02292411006458998,0.02292411006458998,null,15.201202032948762,-0.5302020329487629,-13.456527596239601,13.456527596239601]
[null,360,14.713,null,360.0161080632865,-0.016108063286480956,0.016108063286480956,null,382.49309692643806,-22.493096926438056,22.493096926438056,null,14.712097948672895,0.0009020513271043029,0.022894062681907208,0.022894062681907208,null,15.244426880735526,-0.5314268807355269,-13.487614233067672,13.487614233067672]
[null,361,14.755,null,361.0156876844172,-0.015687684417173386,0.015687684417173386,null,383.6913370637068,-22.691337063706783,22.691337063706783,null,14.754106455838539,0.0008935441614621453,0.02267815081790925,0.02267815081790925,null,15.28765322894981,-0.53265322894981,-13.518738950746178,13.518738950746178]
[null,362,14.797,null,362.01509555900793,-0.015095559007932025,0.015095559007932025,null,384.8898669743792,-22.889866974379174,22.889866974379174,null,14.796122221382054,0.0008777786179461344,0.02227802132347289,0.02227802132347289,null,15.33088106896397,-0.5338810689639697,-13.54990153030555,13.54990153030555]
[null,363,14.839,null,363.0143334265984,-0.014333426598398091,0.014333426598398091,null,386.08868348810427,-23.088683488104266,23.088683488104266,null,14.838145181040417,0.0008548189595831701,0.021695305194220856,0.021695305194220856,null,15.37411039221636,-0.5351103922163603,-13.581101754451224,13.581101754451224]
[null,364,14.881,null,364.01340300784256,-0.013403007842555326,0.013403007842555326,null,387.28778346184714,-23.28778346184714,23.28778346184714,null,14.880175271171746,0.0008247288282543508,0.02093161766109542,0.02093161766109542,null,15.417341190210726,-0.5363411902107256,-13.612339407548214,13.612339407548214]
[null,365,14.923,null,365.01230600465016,-0.01230600465015641,0.01230600465015641,null,388.48716377976456,-23.487163779764558,23.487163779764558,null,14.922212428751592,0.0007875712484075592,0.019988558284583853,0.019988558284583853,null,15.460573454515568,-0.5375734545155684,-13.643614275605124,13.643614275605124]
[null,366,14.965,null,366.0110441003285,-0.011044100328490458,0.011044100328490458,null,389.68682135307716,-23.686821353077164,23.686821353077164,null,14.964256591369162,0.0007434086308375498,0.018867711050657012,0.018867711050657012,null,15.503807176763535,-0.5388071767635356,-13.674926146258533,13.674926146258533]
[null,367,15.007,null,367.0096189597293,-0.009618959729323251,0.009618959729323251,null,390.8867531199405,-23.886753119940522,23.886753119940522,null,15.00630769722343,0.0006923027765690648,0.017570644469322865,0.017570644469322865,null,15.547042348650802,-0.5400423486508021,-13.706274808757358,13.706274808757358]
[null,368,15.049,null,368.0080322293949,-0.008032229394927981,0.008032229394927981,null,392.086956045313,-24.086956045313002,24.086956045313002,null,15.04836568511917,0.000634314880828768,0.01609891167543413,0.01609891167543413,null,15.590278961936471,-0.541278961936472,-13.737660053947657,13.737660053947657]
[null,369,15.091,null,369.0062855377076,-0.006285537707583444,0.006285537707583444,null,393.2874271208222,-24.2874271208222,24.2874271208222,null,15.090430494462893,0.0005695055371059965,0.01445405053175019,0.01445405053175019,null,15.633517008442007,-0.5425170084420081,-13.769081674258166,13.769081674258166]
[null,370,15.133,null,370.0043804950416,-0.00438049504157334,0.00438049504157334,null,394.48816336462875,-24.488163364628747,24.488163364628747,null,15.132502065258743,0.0004979347412561452,0.012637583733080965,0.012637583733080965,null,15.676756480050589,-0.5437564800505896,-13.800539463683965,13.800539463683965]
[null,371,15.175,null,371.0023186939144,-0.002318693914389769,0.002318693914389769,null,395.68916182128936,-24.68916182128936,24.68916182128936,null,15.174580338104281,0.0004196618957195142,0.01065101891336127,0.01065101891336127,null,15.719997368706576,-0.544997368706575,-13.832033217772873,13.832033217772873]
[null,372,15.217,null,372.0001017091413,-0.0001017091412904847,0.0001017091412904847,null,396.8904195616165,-24.89041956161651,24.89041956161651,null,15.21666525418624,0.0003347458137596959,0.008495848753221081,0.008495848753221081,null,15.763239666414945,-0.5462396664149445,-13.86356273361129,13.86356273361129]
[null,373,15.259,null,372.99773109799065,0.0022689020093480394,0.0022689020093480394,null,398.09193368253733,-25.09193368253733,25.09193368253733,null,15.258756755276208,0.00024324472379255724,0.006173551089855103,0.006173551089855103,null,15.806483365240659,-0.5474833652406588,-13.895127809807919,13.895127809807919]
[null,374,15.301,null,373.99520840034006,0.0047915996599385835,0.0047915996599385835,null,399.29370130695116,-25.293701306951164,25.293701306951164,null,15.300854783726253,0.00014521627374719515,0.0036855890277038127,0.0036855890277038127,null,15.849728457308164,-0.5487284573081634,-13.926728246481188,13.926728246481188]
[null,375,15.343,null,374.9925351388329,0.007464861167079562,0.007464861167079562,null,400.4957195835844,-25.49571958358439,25.49571958358439,null,15.3429592824645,4.071753549972357e-05,0.001033411050982984,0.001033411050982984,null,15.892974934800808,-0.5499749348008081,-13.958363845244508,13.958363845244508]
[null,376,15.385,null,375.98971281903755,0.010287180962450293,0.010287180962450293,null,401.6979856868453,-25.6979856868453,25.6979856868453,null,15.385070194990677,-7.019499067695278e-05,-0.0017815488633810615,0.0017815488633810615,null,15.936222789960295,-0.5512227899602955,-13.9900344091923,13.9900344091923]
[null,377,15.427,null,376.9867429296056,0.013257070394388393,0.013257070394388393,null,402.90049681667585,-25.900496816675854,25.900496816675854,null,15.427187465371576,-0.00018746537157632304,-0.004757871130607078,0.004757871130607078,null,15.979472015086142,-0.552472015086142,-14.021739742886282,14.021739742886282]
[null,378,15.469,null,377.98362694243065,0.016373057569353477,0.016373057569353477,null,404.1032501984035,-26.103250198403487,26.103250198403487,null,15.469311038236555,-0.00031103823655520557,-0.007894150443771118,0.007894150443771118,null,16.022722602535133,-0.5537226025351334,-14.053479652341684,14.053479652341684]
[null,379,15.511,null,378.9803663128092,0.019633687190776072,0.019633687190776072,null,405.306243082591,-26.30624308259098,26.30624308259098,null,15.51144085877293,-0.00044085877293120745,-0.011188995656994044,0.011188995656994044,null,16.06597454472081,-0.5549745447208103,-14.085253945014165,14.085253945014165]
[null,380,15.554,null,380.000689226096,-0.0006892260959716623,0.0006892260959716623,null,406.53812393383424,-26.538123933834243,26.538123933834243,null,15.553576872721361,0.00042312727863880184,0.01073897033185279,0.01073897033185279,null,16.109227834112932,-0.555227834112932,-14.091682429786212,14.091682429786212]
[null,381,15.596,null,380.9971402533488,0.002859746651211026,0.002859746651211026,null,407.7415932154202,-26.74159321542021,26.74159321542021,null,15.595719026371253,0.0002809736287474607,0.007131110697610552,0.007131110697610552,null,16.152482463236943,-0.556482463236943,-14.123524916953611,14.123524916953611]
[null,382,15.638,null,381.9934509393534,0.0065490606465914425,0.0065490606465914425,null,408.94529383766906,-26.945293837669055,26.945293837669055,null,15.637867266556059,0.00013273344394093556,0.0033687748072209443,0.0033687748072209443,null,16.195738424673483,-0.5577384246734827,-14.15540121821299,14.15540121821299]
[null,383,15.68,null,382.9896226742419,0.010377325758099687,0.010377325758099687,null,410.14922315114774,-27.149223151147737,27.149223151147737,null,15.68002154064864,-2.1540648640794302e-05,-0.0005467016625033594,0.0005467016625033594,null,16.23899571105787,-0.5589957110578716,-14.187311146648781,14.187311146648781]
[null,384,15.722,null,383.98565683235483,0.014343167645165522,0.014343167645165522,null,411.35337853088834,-27.353378530888335,27.353378530888335,null,15.722181796556576,-0.00018179655657668548,-0.004613996605916277,0.004613996605916277,null,16.282254315079598,-0.5602543150795984,-14.219254516720207,14.219254516720207]
[null,385,15.764,null,384.98155477240203,0.018445227597965186,0.018445227597965186,null,412.55775737623344,-27.55775737623344,27.55775737623344,null,15.76434798271741,-0.00034798271741109943,-0.008831801367893704,0.008831801367893704,null,16.32551422948182,-0.5615142294818192,-14.25123114424857,14.25123114424857]
[null,386,15.806,null,385.97731783762345,0.022682162376554516,0.022682162376554516,null,413.76235711067767,-27.76235711067767,27.76235711067767,null,15.806520048093995,-0.0005200480939961949,-0.013198820625623426,0.013198820625623426,null,16.368775447060898,-0.5627754470608988,-14.28324084640561,14.28324084640561]
[null,387,15.849,null,386.9966512037972,0.003348796202772064,0.003348796202772064,null,414.9958639665525,-27.99586396655252,27.99586396655252,null,15.848697942169753,0.00030205783024683797,0.007666227731664747,0.007666227731664747,null,16.41203796066587,-0.56303796066587,-14.28990344169978,14.28990344169978]
[null,388,15.891,null,387.99214535545053,0.007854644549468048,0.007854644549468048,null,416.2009029531612,-28.200902953161176,28.200902953161176,null,15.890881614943929,0.00011838505607109084,0.0030046127230842854,0.0030046127230842854,null,16.455301763198015,-0.5643017631980154,-14.32197874996563,14.32197874996563]
[null,389,15.933,null,388.98750860149306,0.012491398506938367,0.012491398506938367,null,417.4061551833362,-28.406155183336182,28.406155183336182,null,15.933071016926881,-7.101692688138428e-05,-0.0018024096042495328,0.0018024096042495328,null,16.49856684761034,-0.5655668476103415,-14.354086592350466,14.354086592350466]
[null,390,15.975,null,389.9827422245296,0.017257775470397974,0.017257775470397974,null,418.6116181761603,-28.611618176160277,28.611618176160277,null,15.975266099135345,-0.0002660991353451436,-0.006753596055059745,0.006753596055059745,null,16.541833206907118,-0.566833206907118,-14.386226791302654,14.386226791302654]
[null,391,16.017,null,390.9778474924947,0.022152507505325048,0.022152507505325048,null,419.8172894740709,-28.81728947407089,28.81728947407089,null,16.017466813087697,-0.00046681308769791485,-0.011847716165773079,0.011847716165773079,null,16.58510083414345,-0.5681008341434506,-14.418399170560775,14.418399170560775]
[null,392,16.059,null,391.9728256588113,0.027174341188697326,0.027174341188697326,null,421.0231666427011,-29.023166642701085,29.023166642701085,null,16.05967311079925,-0.0006731107992479224,-0.01708355208491227,0.01708355208491227,null,16.62836972242476,-0.56936972242476,-14.45060355514041,14.45060355514041]
[null,393,16.102,null,392.9913633982195,0.008636601780494857,0.008636601780494857,null,422.2579659362682,-29.257965936268192,29.257965936268192,null,16.101884944777527,0.000115055222472904,0.0029201015463623035,0.0029201015463623035,null,16.67163986490638,-0.5696398649063781,-14.457459771323876,14.457459771323876]
[null,394,16.144,null,393.9860881114911,0.013911888508914672,0.013911888508914672,null,423.4642523936912,-29.464252393691197,29.464252393691197,null,16.14410226801754,-0.00010226801754242842,-0.0025955622852268335,0.0025955622852268335,null,16.714911254793073,-0.5709112547930744,-14.489727646648227,14.489727646648227]
[null,395,16.186,null,394.9806894265359,0.019310573464110803,0.019310573464110803,null,424.6707375002424,-29.67073750024241,29.67073750024241,null,16.186325033997093,-0.0003250339970932714,-0.008249362846227229,0.008249362846227229,null,16.758183885338603,-0.5721838853386032,-14.52202700989375,14.52202700989375]
[null,396,16.228,null,395.97516853996285,0.024831460037148645,0.024831460037148645,null,425.8774189132597,-29.877418913259703,29.877418913259703,null,16.228553196672102,-0.000553196672100853,-0.014040131537919649,0.014040131537919649,null,16.801457749845277,-0.5734577498452751,-14.554357691073081,14.554357691073081]
[null,397,16.27,null,396.969526634651,0.03047336534899614,0.03047336534899614,null,427.08429431246594,-30.084294312465943,30.084294312465943,null,16.270786710471928,-0.0007867104719281315,-0.019966711777535975,0.019966711777535975,null,16.84473284166353,-0.5747328416635291,-14.586719521420369,14.586719521420369]
[null,398,16.313,null,397.9874357678554,0.012564232144598009,0.012564232144598009,null,428.3201034099406,-30.3201034099406,30.3201034099406,null,16.31302553029469,-2.5530294692543976e-05,-0.0006479588792967661,0.0006479588792967661,null,16.88800915419148,-0.5750091541914806,-14.593732333379776,14.593732333379776]
[null,399,16.355,null,398.9815525074881,0.018447492511882047,0.018447492511882047,null,429.52736439167785,-30.52736439167785,30.52736439167785,null,16.35526961150265,-0.0002696115026488144,-0.006842739937226909,0.006842739937226909,null,16.931286680874518,-0.5762866808745173,-14.626155960595248,14.626155960595248]
[null,400,16.397,null,399.97555172320887,0.024448276791133594,0.024448276791133594,null,430.7348124780603,-30.73481247806029,30.73481247806029,null,16.39751890991755,-0.0005189099175524348,-0.013169933707480794,0.013169933707480794,null,16.974565415204847,-0.5775654152048482,-14.658610237899046,14.658610237899046]
[null,401,16.439,null,400.96943454418755,0.030565455812450182,0.030565455812450182,null,431.9424454372469,-30.942445437246874,30.942445437246874,null,16.43977338181605,-0.0007733818160495787,-0.019628430491338306,0.019628430491338306,null,17.017845350721117,-0.5788453507211173,-14.691095001301957,14.691095001301957]
[null,402,16.482,null,401.9868618226456,0.013138177354392155,0.013138177354392155,null,433.17902078205924,-31.17902078205924,31.17902078205924,null,16.48203298392511,-3.298392510941994e-05,-0.0008371320192770781,0.0008371320192770781,null,17.061126481007964,-0.5791264810079646,-14.698230087982141,14.698230087982141]
[null,403,16.524,null,402.9805124848051,0.019487515194896332,0.019487515194896332,null,434.38702114794114,-31.38702114794114,31.38702114794114,null,16.524297673417415,-0.00029767341741404607,-0.007554951333968489,0.007554951333968489,null,17.104408799695648,-0.5804087996956468,-14.730775336275517,14.730775336275517]
[null,404,16.566,null,403.974050088319,0.02594991168098204,0.02594991168098204,null,435.59519976852886,-31.595199768528857,31.595199768528857,null,16.56656740790687,-0.0005674079068711535,-0.014400812676389875,0.014400812676389875,null,17.147692300459585,-0.5816923004595864,-14.763350585664302,14.763350585664302]
[null,405,16.608,null,404.96747571106584,0.032524288934155265,0.032524288934155265,null,436.8035544977939,-31.803554497793925,31.803554497793925,null,16.608842145444047,-0.0008421454440465936,-0.021373651369902547,0.021373651369902547,null,17.19097697702004,-0.5829769770200386,-14.795955676768578,14.795955676768578]
[null,406,16.651,null,405.9844394255477,0.015560574452308629,0.015560574452308629,null,438.0408598069936,-32.04085980699358,32.04085980699358,null,16.651121844511714,-0.00012184451171393107,-0.0030924137072995705,0.0030924137072995705,null,17.234262823141623,-0.5832628231416237,-14.803210451334408,14.803210451334408]
[null,407,16.693,null,406.97764166799396,0.022358332006035653,0.022358332006035653,null,439.249564465927,-32.249564465926994,32.249564465926994,null,16.693406464020327,-0.00040646402032606943,-0.010316056835875642,0.010316056835875642,null,17.277549832632978,-0.5845498326329768,-14.83587475222495,14.83587475222495]
[null,408,16.735,null,407.97073511424486,0.029264885755139858,0.029264885755139858,null,440.4584388709602,-32.45843887096021,32.45843887096021,null,16.73569596330364,-0.0006959633036416335,-0.017663548646424658,0.017663548646424658,null,17.32083799934637,-0.5858379993463707,-14.868568423410888,14.868568423410888]
[null,409,16.778,null,408.9873620042975,0.012637995702505123,0.012637995702505123,null,441.6962697025718,-32.69626970257178,32.69626970257178,null,16.777990302114258,9.697885740678203e-06,0.0002461323400984128,0.0002461323400984128,null,17.364127317177292,-0.5861273171772936,-14.875911309959712,14.875911309959712]
[null,410,16.82,null,409.9802384037819,0.01976159621807483,0.01976159621807483,null,442.90548135067354,-32.90548135067354,32.90548135067354,null,16.820289440619227,-0.00028944061922686615,-0.007346002915977863,0.007346002915977863,null,17.407417780064083,-0.587417780064083,-14.908663258026426,14.908663258026426]
[null,411,16.862,null,410.973009082385,0.02699091761502359,0.02699091761502359,null,444.11485656912066,-33.11485656912066,33.11485656912066,null,16.862593339395737,-0.0005933393957384681,-0.015058953863842319,0.015058953863842319,null,17.4507093819876,-0.5887093819876021,-14.941444114845341,14.941444114845341]
[null,412,16.904,null,411.9656750337591,0.03432496624088799,0.03432496624088799,null,445.3243933558871,-33.32439335588708,33.32439335588708,null,16.90490195942674,-0.0009019594267414277,-0.022891730250697434,0.022891730250697434,null,17.49400211697077,-0.5900021169707692,-14.974253728718121,14.974253728718121]
[null,413,16.947,null,412.9818684171921,0.018131582807882296,0.018131582807882296,null,446.56289395221876,-33.56289395221876,33.56289395221876,null,16.947215262096655,-0.00021526209665623242,-0.005463352013135178,0.005463352013135178,null,17.53729597907827,-0.5902959790782702,-14.981711949006499,14.981711949006499]
[null,414,16.989,null,413.97432541437956,0.02567458562043612,0.02567458562043612,null,447.7727516777183,-33.772751677718304,33.772751677718304,null,16.98953320918714,-0.000533209187139505,-0.013532849169600637,0.013532849169600637,null,17.580590962416192,-0.5915909624161912,-15.014578626122933,15.014578626122933]
[null,415,17.031,null,414.9666806202079,0.033319379792089876,0.033319379792089876,null,448.9827650375211,-33.98276503752112,33.98276503752112,null,17.031855762872798,-0.0008557628727992039,-0.021719261711643796,0.021719261711643796,null,17.623887061131597,-0.5928870611315986,-15.047473611519973,15.047473611519973]
[null,416,17.074,null,415.9825588658354,0.017441134164585037,0.017441134164585037,null,450.22174746770736,-34.22174746770736,34.22174746770736,null,17.074182885717004,-0.00018288571700253442,-0.004641639497524323,0.004641639497524323,null,17.667184269412232,-0.5931842694122302,-15.055016757682402,15.055016757682402]
[null,417,17.116,null,416.97471095664787,0.025289043352131557,0.025289043352131557,null,451.43206993654934,-34.43206993654934,34.43206993654934,null,17.11651454066774,-0.0005145406677407038,-0.013059042147259062,0.013059042147259062,null,17.71048258148616,-0.5944825814861616,-15.087967918118782,15.087967918118782]
[null,418,17.158,null,417.9667640915173,0.033235908482708965,0.033235908482708965,null,452.6425422822202,-34.64254228222018,34.64254228222018,null,17.158850691053424,-0.0008506910534222811,-0.021590538935857495,0.021590538935857495,null,17.753781991621384,-0.5957819916213829,-15.120946947350697,15.120946947350697]
[null,419,17.201,null,418.98233597765056,0.01766402234943598,0.01766402234943598,null,453.8819887217401,-34.88198872174007,34.88198872174007,null,17.201191300578806,-0.00019130057880545337,-0.004855208690082407,0.004855208690082407,null,17.797082494125558,-0.5960824941255574,-15.128573700906646,15.128573700906646]
[null,420,17.243,null,419.9741916370463,0.025808362953682717,0.025808362953682717,null,455.09275869963176,-35.09275869963176,35.09275869963176,null,17.24353633332093,-0.0005363333209302823,-0.013612139685210564,0.013612139685210564,null,17.84038408334557,-0.5973840833455704,-15.161608035310575,15.161608035310575]
[null,421,17.285,null,420.96595107906444,0.034048920935561,0.034048920935561,null,456.30367296906996,-35.303672969069964,35.303672969069964,null,17.285885753725037,-0.0008857537250364089,-0.022480429541424058,0.022480429541424058,null,17.883686753667273,-0.5986867536672733,-15.194669808075396,15.194669808075396]
[null,422,17.328,null,421.98122508417373,0.018774915826270444,0.018774915826270444,null,457.54356612648013,-35.54356612648013,35.54356612648013,null,17.328239526600598,-0.00023952660059833875,-0.006079185123185837,0.006079185123185837,null,17.92699049951511,-0.5989904995151107,-15.20237887769351,15.20237887769351]
[null,423,17.37,null,422.97279249781695,0.027207502183046017,0.027207502183046017,null,458.75476689543774,-35.75476689543774,35.75476689543774,null,17.370597617117316,-0.0005976171173145417,-0.015167522437443067,0.015167522437443067,null,17.970295315351798,-0.6002953153517971,-15.235495103628612,15.235495103628612]
[null,424,17.413,null,423.9878717259018,0.012128274098188285,0.012128274098188285,null,459.99494963677853,-35.99494963677853,35.99494963677853,null,17.41295999080121,4.000919879132425e-05,0.0010154334653238095,0.0010154334653238095,null,18.013601195677985,-0.6006011956779851,-15.243258346307261,15.243258346307261]
[null,425,17.455,null,424.97925065283516,0.020749347164837673,0.020749347164837673,null,461.2064296421554,-36.2064296421554,36.2064296421554,null,17.455326613530676,-0.0003266135306780882,-0.008289451408609878,0.008289451408609878,null,18.05690813503196,-0.6019081350319624,-15.276428467111204,15.276428467111204]
[null,426,17.497,null,425.9705377275623,0.029462272437683623,0.029462272437683623,null,462.4180449875362,-36.41804498753618,36.41804498753618,null,17.497697451532648,-0.0006974515326483299,-0.017701319898614613,0.017701319898614613,null,18.1002161279893,-0.6032161279892989,-15.309625328368405,15.309625328368405]
[null,427,17.54,null,426.98533258898823,0.014667411011771492,0.014667411011771492,null,463.6586467337193,-36.65864673371931,36.65864673371931,null,17.54007247137875,-7.247137875054932e-05,-0.0018393235926889417,0.0018393235926889417,null,18.143525169162544,-0.6035251691625447,-15.317468793345384,15.317468793345384]
[null,428,17.582,null,427.9764363182772,0.02356368172280554,0.02356368172280554,null,464.87053073800314,-36.87053073800314,36.87053073800314,null,17.582451639981485,-0.000451639981484675,-0.011462622730081052,0.011462622730081052,null,18.18683525320093,-0.6048352532009282,-15.350718726239558,15.350718726239558]
[null,429,17.624,null,428.9674506922379,0.0325493077621104,0.0325493077621104,null,466.0825449356958,-37.08254493569581,37.08254493569581,null,17.624834924590488,-0.0008349245904888392,-0.021190386106606736,0.021190386106606736,null,18.23014637479001,-0.6061463747900113,-15.383994992170487,15.383994992170487]
[null,430,17.667,null,429.9819689172229,0.018031082777099527,0.018031082777099527,null,467.32354975338717,-37.32354975338717,37.32354975338717,null,17.66722229278879,-0.00022229278878782566,-0.005641790979435015,0.005641790979435015,null,18.273458528651418,-0.6064585286514159,-15.391917457172935,15.391917457172935]
[null,431,17.709,null,430.9728049126921,0.02719508730791631,0.02719508730791631,null,468.5358223537021,-37.53582235370209,37.53582235370209,null,17.709613712489098,-0.0006137124890983614,-0.015576022973316412,0.015576022973316412,null,18.31677170954251,-0.6077717095425115,-15.42524598818894,15.42524598818894]
[null,432,17.752,null,431.98714217507063,0.012857824929369599,0.012857824929369599,null,469.7770882845433,-37.77708828454331,37.77708828454331,null,17.752009151930185,-9.15193018613536e-06,-0.00023227598812411543,0.00023227598812411543,null,18.360085912256075,-0.608085912256076,-15.433220453059208,15.433220453059208]
[null,433,17.794,null,432.9778030221863,0.02219697781367813,0.02219697781367813,null,470.9896125983284,-37.98961259832839,37.98961259832839,null,17.794408579673206,-0.0004085796732056224,-0.010369752105958696,0.010369752105958696,null,18.403401131620058,-0.6094011316200572,-15.46660072051705,15.46660072051705]
[null,434,17.837,null,433.9919625912166,0.008037408783422961,0.008037408783422961,null,472.2311328646923,-38.23113286469231,38.23113286469231,null,17.836811964598155,0.00018803540184464396,0.004772338498817063,0.004772338498817063,null,18.446717362497235,-0.6097173624972356,-15.47462666017984,15.47462666017984]
[null,435,17.879,null,434.98245144675684,0.017548553243159404,0.017548553243159404,null,473.4439023404707,-38.443902340470686,38.443902340470686,null,17.879219275900294,-0.00021927590029235944,-0.005565222349420082,0.005565222349420082,null,18.490034599784938,-0.6110345997849365,-15.508058142541687,15.508058142541687]
[null,436,17.921,null,435.97285646147736,0.027143538522636845,0.027143538522636845,null,474.6567905783304,-38.6567905783304,38.6567905783304,null,17.921630483086613,-0.0006304830866135092,-0.01600166073825086,0.01600166073825086,null,18.53335283841476,-0.6123528384147612,-15.541515038966638,15.541515038966638]
[null,437,17.964,null,436.9867564667312,0.013243533268791907,0.013243533268791907,null,475.8986785259448,-38.898678525944774,38.898678525944774,null,17.96404555597238,-4.555597238109499e-05,-0.0011562105790321909,0.0011562105790321909,null,18.57667207335227,-0.6126720733522717,-15.549617221680656,15.549617221680656]
[null,438,18.006,null,437.97699407372585,0.02300592627415199,0.02300592627415199,null,477.11180238833475,-39.11180238833475,39.11180238833475,null,18.006464464677666,-0.0004644646776661432,-0.011788113519166714,0.011788113519166714,null,18.619992299596714,-0.6139922995967133,-15.583124563764583,15.583124563764583]
[null,439,18.049,null,438.990724220349,0.009275779650977256,0.009275779650977256,null,478.3539283705724,-39.35392837057242,39.35392837057242,null,18.04888717962394,0.00011282037606008544,0.0028633811444049684,0.0028633811444049684,null,18.663313512180775,-0.6143135121807752,-15.591276939148075,15.591276939148075]
[null,440,18.091,null,439.98079740126855,0.01920259873145369,0.01920259873145369,null,479.5672816387781,-39.56728163877813,39.56728163877813,null,18.0913136715307,-0.0003136715306979454,-0.007960983449113853,0.007960983449113853,null,18.706635706170225,-0.6156357061702238,-15.62483422260028,15.62483422260028]
[null,441,18.134,null,440.9943607072966,0.005639292703392584,0.005639292703392584,null,480.8096393553179,-39.80963935531793,39.80963935531793,null,18.1337439114121,0.0002560885878999386,0.0064995283609004416,0.0064995283609004416,null,18.749958876663715,-0.615958876663715,-15.633036289725085,15.633036289725085]
[null,442,18.176,null,441.98427237660934,0.015727623390660028,0.015727623390660028,null,482.0232159398605,-40.023215939860506,40.023215939860506,null,18.176177870573657,-0.00017787057365836745,-0.0045143551594493654,0.0045143551594493654,null,18.793283018792486,-0.617283018792488,-15.666643016953346,15.666643016953346]
[null,443,18.218,null,442.9741052958522,0.02589470414778816,0.02589470414778816,null,483.236900660136,-40.23690066013597,40.23690066013597,null,18.21861552060899,-0.0006155206089886178,-0.01562191305613112,0.01562191305613112,null,18.836608127720076,-0.6186081277200763,-15.700274281535537,15.700274281535537]
[null,444,18.261,null,443.98742479882657,0.01257520117343347,0.01257520117343347,null,484.479593159769,-40.479593159769024,40.479593159769024,null,18.261056833396545,-5.6833396545385995e-05,-0.0014424316043218964,0.0014424316043218964,null,18.879934198642058,-0.6189341986420587,-15.708549961535448,15.708549961535448]
[null,445,18.303,null,444.97710043946927,0.022899560530731833,0.022899560530731833,null,485.69349233368325,-40.69349233368325,40.69349233368325,null,18.30350178109641,-0.0005017810964105252,-0.012735204226899128,0.012735204226899128,null,18.923261226785808,-0.6202612267858072,-15.742229935823786,15.742229935823786]
[null,446,18.346,null,445.9902603369024,0.00973966309760499,0.00973966309760499,null,486.9364014199595,-40.93640141995951,40.93640141995951,null,18.345950336147137,4.966385286309105e-05,0.001260468585665251,0.001260468585665251,null,18.966589207410184,-0.620589207410184,-15.750554084070469,15.750554084070469]
[null,447,18.388,null,446.97978145306644,0.020218546933563175,0.020218546933563175,null,488.15050927017285,-41.15050927017285,41.15050927017285,null,18.388402471262605,-0.00040247126260339883,-0.010214720644874262,0.010214720644874262,null,19.009918135805357,-0.6219181358053554,-15.784282286739918,15.784282286739918]
[null,448,18.431,null,447.9927845329723,0.007215467027720024,0.007215467027720024,null,489.3936290904982,-41.39362909049822,41.39362909049822,null,18.430858159428897,0.00014184057110355752,0.00359991369460829,0.00359991369460829,null,19.053248007292424,-0.6222480072924235,-15.792654425081707,15.792654425081707]
[null,449,18.473,null,448.98215381727664,0.01784618272336047,0.01784618272336047,null,490.6079399608122,-41.60793996081219,41.60793996081219,null,18.47331737390127,-0.00031737390127162257,-0.00805494961427378,0.00805494961427378,null,19.096578817223275,-0.6235788172232759,-15.826430381126741,15.826430381126741]
[null,450,18.516,null,449.9950028054944,0.004997194505619973,0.004997194505619973,null,491.8512647854628,-41.851264785462774,41.851264785462774,null,18.515780088201055,0.0002199117989434285,0.005581361457184215,0.005581361457184215,null,19.139910560980294,-0.6239105609802955,-15.8348500376799,15.8348500376799]
[null,451,18.558,null,450.9842228905934,0.015777109406599266,0.015777109406599266,null,493.0657731385698,-42.065773138569796,42.065773138569796,null,18.558246276112698,-0.00024627611269778527,-0.00625048774026979,0.00625048774026979,null,19.183243233976093,-0.6252432339760929,-15.868673278313238,15.868673278313238]
[null,452,18.601,null,451.99692045234224,0.003079547657762305,0.003079547657762305,null,494.3092973584031,-42.309297358403114,42.309297358403114,null,18.60071591168078,0.0002840883192192223,0.007210161541783861,0.007210161541783861,null,19.226576831653265,-0.6255768316532659,-15.87713998735989,15.87713998735989]
[null,453,18.643,null,452.98599391242516,0.014006087574841786,0.014006087574841786,null,495.5239977736672,-42.52399777366719,42.52399777366719,null,18.64318896920704,-0.0001889692070378146,-0.004796038474619735,0.004796038474619735,null,19.26991134948419,-0.6269113494841889,-15.911010049908715,15.911010049908715]
[null,454,18.686,null,453.9985426538201,0.0014573461799045617,0.0014573461799045617,null,496.7677158978649,-42.76771589786489,42.76771589786489,null,18.685665423247542,0.0003345767524578491,0.00849155797738021,0.00849155797738021,null,19.313246782970733,-0.6272467829707331,-15.919523351797206,15.919523351797206]
[null,455,18.728,null,454.98747200607295,0.012527993927051284,0.012527993927051284,null,497.9826030691311,-42.98260306913107,42.98260306913107,null,18.728145248609714,-0.00014524860971221187,-0.003686409714495937,0.003686409714495937,null,19.356583127644026,-0.6285831276440241,-15.953439779605333,15.953439779605333]
[null,456,18.771,null,455.9998744756034,0.00012552439659430092,0.00012552439659430092,null,499.22650972297265,-43.22650972297265,43.22650972297265,null,18.770628420349556,0.0003715796504444313,0.009430691528279666,0.009430691528279666,null,19.399920379064255,-0.6289203790642546,-15.96199922065078,15.96199922065078]
[null,457,18.813,null,456.98866218163465,0.011337818365348085,0.011337818365348085,null,500.4415784564079,-43.44157845640791,43.44157845640791,null,18.81311491376882,-0.0001149137688223334,-0.0029165114527108216,0.0029165114527108216,null,19.443258532820373,-0.630258532820374,-15.995961562981092,15.995961562981092]
[null,458,18.856,null,458.00092087160533,-0.0009208716053308308,0.0009208716053308308,null,501.6856683790761,-43.685668379076105,43.685668379076105,null,18.855604704412233,0.0003952955877686293,0.01003260201756781,0.01003260201756781,null,19.48659758452992,-0.6305975845299194,-16.004566695369356,16.004566695369356]
[null,459,18.898,null,458.98956933883613,0.010430661163866262,0.010430661163866262,null,502.9009135910412,-43.90091359104122,43.90091359104122,null,18.898097768064723,-9.776806472316935e-05,-0.002481353482674038,0.002481353482674038,null,19.529937529838758,-0.6319375298387584,-16.038574507307686,16.038574507307686]
[null,460,18.941,null,460.0016866867716,-0.001686686771620316,0.001686686771620316,null,504.1451816334577,-44.145181633457696,44.145181633457696,null,18.940594080748717,0.00040591925128197204,0.01030223059753645,0.01030223059753645,null,19.573278364420833,-0.6322783644208343,-16.047224889000773,16.047224889000773]
[null,461,18.983,null,460.9901982697903,0.009801730209687776,0.009801730209687776,null,505.3605983484094,-44.36059834840938,44.36059834840938,null,18.983093618721483,-9.361872148261341e-05,-0.0023760431512287283,0.0023760431512287283,null,19.616620083978013,-0.6336200839780126,-16.08127773136196,16.08127773136196]
[null,462,19.026,null,462.0021766598043,-0.0021766598043200247,0.0021766598043200247,null,506.60503947110385,-44.60503947110385,44.60503947110385,null,19.02559635847242,0.0004036415275798788,0.010244421969977324,0.010244421969977324,null,19.659962684239783,-0.6339626842397834,-16.089972926005704,16.089972926005704]
[null,463,19.068,null,462.99055366168545,0.009446338314546665,0.009446338314546665,null,507.82062281952784,-44.82062281952784,44.82062281952784,null,19.068102276720467,-0.00010227672046525527,-0.0025957831654081784,0.0025957831654081784,null,19.70330616096305,-0.6353061609630473,-16.12407036524214,16.12407036524214]
[null,464,19.111,null,464.00239542581494,-0.0023954258149387897,0.0023954258149387897,null,509.06523209053694,-45.06523209053694,45.06523209053694,null,19.110611350411503,0.0003886495884977137,0.009863926556071973,0.009863926556071973,null,19.746650509931975,-0.635650509931974,-16.1328099420735,16.1328099420735]
[null,465,19.154,null,465.01416894538727,-0.01416894538726865,0.01416894538726865,null,510.3099245798553,-45.309924579855306,45.309924579855306,null,19.15312355671577,0.0008764432842305325,0.022244130553770915,0.022244130553770915,null,19.789995726957684,-0.6359957269576846,-16.141571550186033,16.141571550186033]
[null,466,19.196,null,466.00234751891236,-0.002347518912358737,0.002347518912358737,null,511.5257498997111,-45.525749899711116,45.525749899711116,null,19.195638873025334,0.0003611269746670587,0.009165402617049949,0.009165402617049949,null,19.833341807878075,-0.637341807878073,-16.175735083945494,16.175735083945494]
[null,467,19.239,null,467.013987828973,-0.013987828972972238,0.013987828972972238,null,512.7706033086785,-45.77060330867846,45.77060330867846,null,19.238157276951604,0.0008427230483967207,0.02138831096830877,0.02138831096830877,null,19.876688748557626,-0.6376887485576255,-16.184540438392535,16.184540438392535]
[null,468,19.281,null,468.00203737472117,-0.0020373747211692717,0.0020373747211692717,null,513.9865835119704,-45.986583511970366,45.986583511970366,null,19.280678746322817,0.000321253677181943,0.008153418326877713,0.008153418326877713,null,19.92003654488716,-0.639036544887162,-16.21874750923617,16.21874750923617]
[null,469,19.324,null,469.0135466824458,-0.013546682445792158,0.013546682445792158,null,515.2315931690076,-46.231593169007624,46.231593169007624,null,19.32320325918161,0.0007967408183908731,0.020221281970760358,0.020221281970760358,null,19.963385192783644,-0.6393851927836423,-16.22759619284884,16.22759619284884]
[null,470,19.366,null,470.00146933283776,-0.0014693328377575199,0.0014693328377575199,null,516.4477237420689,-46.44772374206889,46.44772374206889,null,19.365730793782603,0.000269206217396345,0.006832453797519235,0.006832453797519235,null,20.006734688189983,-0.6407346881899834,-16.261846386261777,16.261846386261777]
[null,471,19.409,null,471.0128497977375,-0.012849797737487734,0.012849797737487734,null,517.69288507599,-46.692885075990034,46.692885075990034,null,19.40826132858999,0.0007386714100086067,0.018747480386018436,0.018747480386018436,null,20.0500850270748,-0.6410850270748014,-16.27073798715846,16.27073798715846]
[null,472,19.451,null,472.00064763922126,-0.0006476392212562132,0.0006476392212562132,null,518.9091616022536,-46.90916160225356,46.90916160225356,null,19.450794842275172,0.0002051577248280978,0.0052069030561371216,0.0052069030561371216,null,20.093436205432262,-0.6424362054322614,-16.305030893870793,16.305030893870793]
[null,473,19.494,null,473.0119013743287,-0.01190137432871552,0.01190137432871552,null,520.1544701403094,-47.1544701403094,47.1544701403094,null,19.493331313714446,0.0006686862855538322,0.01697125792735626,0.01697125792735626,null,20.136788219281858,-0.6427882192818579,-16.313965005373554,16.313965005373554]
[null,474,19.537,null,474.0230917894598,-0.02309178945978374,0.02309178945978374,null,521.3998514734513,-47.39985147345135,47.39985147345135,null,19.535870721986676,0.0011292780133231872,0.028661075978142492,0.028661075978142492,null,20.18014106466817,-0.6431410646681712,-16.322920221278185,16.322920221278185]
[null,475,19.579,null,475.01070552154715,-0.010705521547151875,0.010705521547151875,null,522.6163396643603,-47.61633966436034,47.61633966436034,null,19.57841304637099,0.0005869536290106225,0.0148968831042896,0.0148968831042896,null,20.223494737660754,-0.6444947376607537,-16.357276441829928,16.357276441829928]
[null,476,19.622,null,476.0217723037086,-0.021772303708587515,0.021772303708587515,null,523.8618616476904,-47.861861647690375,47.861861647690375,null,19.62095826634457,0.0010417336554304768,0.0264392001748255,0.0264392001748255,null,20.266849234353874,-0.6448492343538739,-16.366273567901317,16.366273567901317]
[null,477,19.664,null,477.00926626080565,-0.009266260805645743,0.009266260805645743,null,525.0784851384868,-48.078485138486826,48.078485138486826,null,19.66350636158037,0.000493638419630571,0.01252854309022389,0.01252854309022389,null,20.310204550866313,-0.6462045508663117,-16.40067150098699,16.40067150098699]
[null,478,19.707,null,478.020211411569,-0.020211411568993753,0.020211411568993753,null,526.3241435375304,-48.324143537530404,48.324143537530404,null,19.70605731194498,0.0009426880550194028,0.023925422836392443,0.023925422836392443,null,20.35356068334124,-0.6465606833412387,-16.409710143200638,16.409710143200638]
[null,479,19.75,null,479.0310957799696,-0.031095779969575688,0.031095779969575688,null,527.5698693632517,-48.569869363251655,48.569869363251655,null,19.748611097496376,0.001388902503624223,0.03525034554198278,0.03525034554198278,null,20.396917627945932,-0.6469176279459319,-16.418769397267752,16.418769397267752]
[null,480,19.792,null,480.01841300616,-0.018413006160017176,0.018413006160017176,null,528.7866889093835,-48.78668890938354,48.78668890938354,null,19.791167698481797,0.0008323015182050142,0.02112381253204326,0.02112381253204326,null,20.440275380871665,-0.648275380871663,-16.453229166522807,16.453229166522807]
[null,481,19.835,null,481.0291786773292,-0.029178677329184666,0.029178677329184666,null,530.03254494686,-49.03254494685996,49.03254494685996,null,19.83372709533567,0.0012729046643293884,0.032306320380679876,0.032306320380679876,null,20.48363393833347,-0.648633938333468,-16.462329354903417,16.462329354903417]
[null,482,19.877,null,482.0163808980425,-0.01638089804248466,0.01638089804248466,null,531.2494897084541,-49.24948970845412,49.24948970845412,null,19.8762892686774,0.00071073132259869,0.01803836096755475,0.01803836096755475,null,20.526993296569994,-0.6499932965699955,-16.496829866946484,16.496829866946484]
[null,483,19.92,null,483.0270297688797,-0.02702976887968589,0.02702976887968589,null,532.4954719498777,-49.4954719498777,49.4954719498777,null,19.918854199309404,0.0011458006905975537,0.029080421527365913,0.029080421527365913,null,20.57035345184327,-0.6503534518432694,-16.505970607782178,16.505970607782178]
[null,484,19.962,null,484.0141188172575,-0.014118817257497085,0.014118817257497085,null,533.7125380551914,-49.71253805519143,49.71253805519143,null,19.961421868214998,0.0005781317850015455,0.014672984703339224,0.014672984703339224,null,20.613714400438578,-0.6517144004385784,-16.54051148313112,16.54051148313112]
[null,485,20.005,null,485.0246527446887,-0.024652744688694384,0.024652744688694384,null,534.9586425800745,-49.958642580074525,49.958642580074525,null,20.003992256556373,0.0010077434436261967,0.025576528599232873,0.025576528599232873,null,20.657076138664213,-0.6520761386642135,-16.54969239929774,16.54969239929774]
[null,486,20.048,null,486.03512921913915,-0.03512921913915079,0.03512921913915079,null,536.2048074999858,-50.204807499985804,50.204807499985804,null,20.04656534567263,0.0014346543273688894,0.03641152682862241,0.03641152682862241,null,20.70043866285139,-0.6524386628513916,-16.55889326316832,16.55889326316832]
[null,487,20.09,null,487.0220512172752,-0.022051217275190993,0.022051217275190993,null,537.4220492152358,-50.4220492152358,50.4220492152358,null,20.089141117077766,0.0008588829222340166,0.021798448566299342,0.021798448566299342,null,20.74380196935397,-0.653801969353971,-16.593493982203782,16.593493982203782]
[null,488,20.133,null,488.03241547137446,-0.03241547137446332,0.03241547137446332,null,538.6683306757382,-50.66833067573816,50.66833067573816,null,20.131719552458716,0.0012804475412835359,0.03249775859777614,0.03249775859777614,null,20.78716605454834,-0.654166054548341,-16.602734464436892,16.602734464436892]
[null,489,20.175,null,489.01922872351673,-0.01922872351673277,0.01922872351673277,null,539.8856843997637,-50.885684399763704,50.885684399763704,null,20.17430063367347,0.0006993663265291161,0.017749917367308965,0.017749917367308965,null,20.830530914833265,-0.655530914833264,-16.63737461846824,16.63737461846824]
[null,490,20.218,null,490.0294825182897,-0.029482518289682957,0.029482518289682957,null,541.1320786916016,-51.13207869160158,51.13207869160158,null,20.216884342749097,0.0011156572509030127,0.02831538102791846,0.02831538102791846,null,20.87389654662962,-0.65589654662962,-16.646654353459756,16.646654353459756]
[null,491,20.261,null,491.0396810927213,-0.039681092721309597,0.039681092721309597,null,542.3785286759129,-51.37852867591289,51.37852867591289,null,20.259470661879906,0.0015293381200933709,0.03881460148796975,0.03881460148796975,null,20.917262946380337,-0.6562629463803376,-16.655953579132966,16.655953579132966]
[null,492,20.303,null,492.0263337863441,-0.026333786344082455,0.026333786344082455,null,543.596044336603,-51.59604433660297,51.59604433660297,null,20.30205957342557,0.0009404265744308304,0.023868026459054476,0.023868026459054476,null,20.96063011055015,-0.6576301105501479,-16.690652205762753,16.690652205762753]
[null,493,20.346,null,493.0364244845114,-0.0364244845113717,0.0364244845113717,null,544.8426017195077,-51.842601719507684,51.842601719507684,null,20.344651059909303,0.0013489400906969706,0.03423609950188911,0.03423609950188911,null,21.003998035625475,-0.6579980356254751,-16.699990144174556,16.699990144174556]
[null,494,20.389,null,494.04646124860864,-0.04646124860863665,0.04646124860863665,null,546.0892120921959,-52.08921209219591,52.08921209219591,null,20.387245104015992,0.001754895984007021,0.04453926007409819,0.04453926007409819,null,21.0473667181142,-0.6583667181142019,-16.709347305738444,16.709347305738444]
[null,495,20.431,null,495.0329571237282,-0.03295712372818116,0.03295712372818116,null,547.3068818311348,-52.306881831134774,52.306881831134774,null,20.429841688590457,0.0011583114095436997,0.0293979435742191,0.0293979435742191,null,21.09073615454559,-0.6597361545455875,-16.744103602367012,16.744103602367012]
[null,496,20.474,null,496.04288851458296,-0.042888514582955395,0.042888514582955395,null,548.5535943485817,-52.55359434858167,52.55359434858167,null,20.47244079663566,0.0015592033643407888,0.039572581386969216,0.039572581386969216,null,21.134106341470027,-0.6601063414700263,-16.753498946509268,16.753498946509268]
[null,497,20.516,null,497.0292822619762,-0.029282261976220525,0.029282261976220525,null,549.7713621906432,-52.77136219064323,52.77136219064323,null,20.515042411310922,0.0009575886890758056,0.024303600928743944,0.024303600928743944,null,21.177477275458962,-0.6614772754589637,-16.7882932511485,16.7882932511485]
[null,498,20.559,null,498.03910989896593,-0.039109898965932643,0.039109898965932643,null,551.0181734601589,-53.01817346015889,53.01817346015889,null,20.557646515930227,0.0013534840697744244,0.03435142569087489,0.03435142569087489,null,21.220848953104657,-0.6618489531046556,-16.79772642979616,16.79772642979616]
[null,499,20.602,null,499.0488856549384,-0.048885654938374046,0.048885654938374046,null,552.2650334182359,-53.26503341823593,53.26503341823593,null,20.600253093960504,0.0017469060394965652,0.04433647528242282,0.04433647528242282,null,21.26422137102009,-0.6622213710200882,-16.807178396489835,16.807178396489835]
[null,500,20.644,null,500.0351285533697,-0.03512855336970233,0.03512855336970233,null,553.4829428321904,-53.48294283219036,53.48294283219036,null,20.642862129019907,0.0011378709800915487,0.028879165474723505,0.028879165474723505,null,21.30759452583876,-0.6635945258387608,-16.84202906578775,16.84202906578775]

{"sheet":"US Sensor Thermistor Fit","index":1,"n_rows":84,"n_cols":12,"rows_kept":84,"cut":false,"hidden":false,"merged":[],"flags":["formulas_cached_only"]}
[]
[null,"Curve J Thermistors from US Sensor"]
[]
[]
[]
[{"$nulls":8},"Average absolute error =",0.02685186807116928,null,0.004853144899801615]
[]
[null,"Temperature\n°C","Temperature\n°K","1/T","R (ohms)","LogR","Voltage ratio","Voltage ratio-0.5","Modeled T using 5th order polynomial","ABS Error","Modeled T using 3rd order rational polynomial function","ABS Error"]
[null,0,273.15,0.0036609921288669233,29490,4.469674772551798,0.746771334515067,0.24677133451506705,-0.05188286386551155,0.05188286386551155,-0.003015082288396087,0.003015082288396087]
[null,1,274.15,0.0036476381542950944,28155,4.449555531677028,0.7379111518804875,0.2379111518804875,0.9771488218534188,0.02285117814658122,0.9990497412920547,0.0009502587079452951]
[null,2,275.15,0.003634381246592768,26888,4.429558499461421,0.7289091303404901,0.2289091303404901,1.9989920915994688,0.001007908400531221,2.0003396250769505,0.0003396250769505116]
[null,3,276.15,0.0036212203512583745,25685,4.409679570060356,0.7197702115734903,0.2197702115734903,3.0144864242888083,0.014486424288808308,3.001098130773663,0.001098130773662831]
[null,4,277.15,0.003608154429009562,24543,4.389927647380955,0.7105057464609328,0.21050574646093279,4.0238599812334215,0.02385998123342148,4.000908673164446,0.0009086731644458723]
[null,5,278.15,0.0035951824555096176,23457,4.370272467849528,0.7011088860328183,0.2011088860328183,5.029378381078445,0.029378381078444704,5.001338039115264,0.0013380391152644222]
[null,6,279.15,0.0035823034210997673,22425,4.35073245171613,0.6915959907478797,0.1915959907478797,6.030836347103559,0.030836347103559092,6.001481811929793,0.0014818119297927979]
[null,7,280.15,0.0035695163305372126,21444,4.331305798553269,0.6819743035237247,0.18197430352372468,7.02905970162033,0.029059701620330003,7.001450583263384,0.0014505832633844307]
[null,8,281.15,0.003556820202738752,20512,4.312008007838723,0.6722600943890928,0.17226009438909284,8.023961488422206,0.02396148842220569,8.000450442117423,0.0004504421174225115]
[null,9,282.15,0.00354421407052986,19624,4.292787535198329,0.6624358628139346,0.16243586281393463,9.018882194424148,0.018882194424147514,9.001160682916108,0.0011606829161081578]
[null,10,283.15,0.003531696980399082,18780,4.273695587930092,0.6525364836692147,0.15253648366921468,10.01180373007911,0.011803730079110508,10.000917196931836,0.0009171969318355622]
[null,11,284.15,0.0035192679922576107,17977,4.254717218423228,0.6425635343317725,0.1425635343317725,11.004059449441787,0.004059449441786711,11.000479197913478,0.0004791979134779467]
[null,12,285.15,0.0035069261792039282,17212,4.235831337410518,0.6325150668822578,0.13251506688225778,11.997248220506416,0.0027517794935842943,12.000941149581147,0.0009411495811466608]
[null,13,286.15,0.003494670627293378,16484,4.217062605852551,0.622413532698988,0.12241353269898803,12.990486106766879,0.009513893233121351,13.000969951695078,0.0009699516950778531]
[null,14,287.15,0.0034825004353125546,15791,4.198409633537762,0.6122678453724167,0.11226784537241674,13.98416073487749,0.015839265122510326,14.000593838367616,0.0005938383676156178]
[null,15,288.15,0.00347041471455839,15130,4.1798389280231865,0.6020692399522483,0.10206923995224826,14.980299048164179,0.0197009518358211,15.001570187907893,0.0015701879078928727]
[null,16,289.15,0.003458412588621823,14501,4.161397952545797,0.591853393739031,0.09185339373903101,15.97650037216846,0.023499627831540693,16.001289491376298,0.0012894913762977467]
[null,17,290.15,0.0034464931931759437,13901,4.143046043337588,0.58160746412284,0.08160746412284003,16.975015804849626,0.024984195150373978,17.001895408911594,0.0018954089115936767]
[null,18,291.15,0.0034346556757685045,13329,4.124797567960534,0.57134896480775,0.07134896480774999,17.975050865674746,0.024949134325254363,18.002550400939683,0.0025504009396826177]
[null,19,292.15,0.0034228991956186893,12783,4.106632788920115,0.5610762410569284,0.06107624105692844,18.977602104076176,0.022397895923823796,19.004280319311707,0.004280319311707359]
[null,20,293.15,0.003411222923418046,12263,4.088596728262746,0.5508242375241432,0.05082423752414322,19.980017738869023,0.019982261130977008,20.004530121782395,0.004530121782394758]
[null,21,294.15,0.0033996260411354754,11766,4.070628844051428,0.5405678581273546,0.04056785812735464,20.98544732226541,0.01455267773458857,21.006589345577652,0.006589345577651784]
[null,22,295.15,0.0033881077418261903,11293,4.052809328140562,0.5303620908279716,0.03036209082797159,21.989131538279,0.010868461720999534,22.00590638390072,0.005906383900718737]
[null,23,296.15,0.0033766672294445383,10840,4.035029282202368,0.5201535508637236,0.020153550863723613,22.996912671530715,0.0030873284692845004,23.008520938830443,0.00852093883044347]
[null,24,297.15,0.0033653037186606094,10409,4.017409008536211,0.5100200891763438,0.010020089176343783,24.00165244879495,0.0016524487949496347,24.007576069303795,0.007576069303794952]
[null,25,298.15,0.0033540164346805303,10000,4,0.5,0,25,0,25,0]
[null,26,299.15,0.003342804613070366,9602,3.9823617016331467,0.4898479746964595,-0.01015202530354048,26.016992074455324,0.016992074455323802,26.010935857912308,0.010935857912308222]
[null,27,300.15,0.003331667499583542,9226,3.965013450272248,0.4798710080099865,-0.0201289919900135,27.022427719911487,0.022427719911487287,27.010611635890506,0.01061163589050551]
[null,28,301.15,0.003320604349991699,8866,3.9477277269633158,0.4699459344853175,-0.030054065514682482,28.029123102639637,0.029123102639637466,28.011998813273465,0.011998813273464748]
[null,29,302.15,0.0033096144299189145,8522,3.9305415298644344,0.4601015009178274,-0.03989849908217258,29.03466671995711,0.03466671995710868,29.01290583324922,0.012905833249220677]
[null,30,303.15,0.003298697014679202,8194,3.9134959596171237,0.4503682532703089,-0.04963174672969112,30.03640058116221,0.03640058116220857,30.010857928427892,0.01085792842789246]
[null,31,304.15,0.003287851389117212,7879,3.8964711004792774,0.44068460204709436,-0.059315397952905635,31.041189307027572,0.0411893070275724,31.0128343767364,0.012834376736400088]
[null,32,305.15,0.003277076847452073,7579,3.879611907065851,0.4311394277262643,-0.06886057227373571,32.04032973669856,0.04032973669855977,32.0102547609659,0.010254760965899834]
[null,33,306.15,0.003266372693124286,7291,3.8627870982353443,0.4216644497137239,-0.07833555028627609,33.041494328852075,0.0414943288520746,33.01083415015913,0.01083415015912692]
[null,34,307.15,0.003255738238645613,7016,3.846089580357984,0.4123178185237424,-0.08768218147625761,34.039107124833535,0.03910712483353507,34.00901711859133,0.009017118591330586]
[null,35,308.15,0.0032451728054518907,6752,3.8294324336175984,0.40305635148042024,-0.09694364851957976,35.03835687400868,0.038356874008677266,35.00997069918878,0.009970699188777132]
[null,36,309.15,0.0032346757237586934,6500,3.8129133566428557,0.3939393939393939,-0.10606060606060608,36.03341721891933,0.03341721891933247,36.00779354127941,0.0077935412794118974]
[null,37,310.15,0.003224246332419797,6258,3.7964355588101744,0.3849181941198179,-0.11508180588018208,37.030192627548324,0.03019262754832397,37.008304920922285,0.008304920922284964]
[null,38,311.15,0.003213883978788366,6027,3.7801011914679115,0.37605291071317154,-0.12394708928682846,38.02261006972967,0.022610069729672944,38.005275556868845,0.005275556868845399]
[null,39,312.15,0.0032035880185808108,5805,3.7638022240745928,0.36728883264789625,-0.13271116735210375,39.017371900165294,0.017371900165294107,39.00527813546444,0.005278135464436673]
[null,40,313.15,0.003193357815743254,5592,3.747567162737625,0.3586454592098512,-0.1413545407901488,40.01293450347278,0.012934503472777692,40.00658337498973,0.006583374989730828]
[null,41,314.15,0.0031831927423205475,5389,3.7315081835960253,0.35018519721879265,-0.14981480278120735,41.00257101277055,0.0025710127705522723,41.00222658364214,0.0022265836421411223]
[null,42,315.15,0.0031730921783277807,5194,3.715501945293284,0.341845465315256,-0.158154534684744,41.99404821781389,0.005951782186109256,41.99981533406665,0.0001846659333466505]
[null,43,316.15,0.003163055511624229,5007,3.699577591398909,0.33364429932698075,-0.16635570067301925,42.985773941895225,0.014226058104775063,42.997540543998355,0.0024594560016453215]
[null,44,317.15,0.0031530821377896896,4827,3.683677298818692,0.3255547312335604,-0.17444526876643962,43.9815763396081,0.01842366039190324,43.999047442186324,0.0009525578136759805]
[null,45,318.15,0.0031431714600031434,4655,3.6679196853173615,0.3176390310474241,-0.18236096895257592,44.97421259814587,0.02578740185413153,44.996856572431156,0.003143427568844004]
[null,46,319.15,0.0031333228889237038,4490,3.6522463410033232,0.30986887508626637,-0.19013112491373363,45.967498833044345,0.032501166955654526,45.994627211402786,0.005372788597213685]
[null,47,320.15,0.003123535842573794,4331,3.636588183729842,0.3022119879980462,-0.19778801200195378,46.96600104229417,0.03399895770583328,46.99678098197076,0.003219018029241738]
[null,48,321.15,0.0031138097462245057,4179,3.621072371143626,0.29473164539107133,-0.20526835460892867,47.961738033783334,0.03826196621666611,47.99517150329321,0.004828496706792862]
[null,49,322.15,0.003104144032283098,4033,3.605628222007619,0.2873939998574788,-0.21260600014252118,48.95930778048766,0.04069221951233715,48.994306810837585,0.005693189162414569]
[null,50,323.15,0.0030945381401825778,3893,3.590284403718162,0.2802130569351472,-0.2197869430648528,49.956910752323566,0.043089247676434184,49.99231025481559,0.00768974518440757]
[null,51,324.15,0.0030849915162733305,3758,3.5749567757645067,0.27315016717546153,-0.22684983282453847,50.960067687506935,0.039932312493064615,50.994657652990995,0.005342347009005266]
[null,52,325.15,0.0030755036137167465,3629,3.5597869682005565,0.2662704527111307,-0.2337295472888693,51.959481949737906,0.04051805026209365,51.99205498432087,0.007945015679126755]
[null,53,326.15,0.0030660738923808067,3505,3.5446880223026773,0.25953350610884857,-0.24046649389115143,52.960777947442395,0.039222052557605025,52.99015308278415,0.009846917215853068]
[null,54,327.15,0.0030567018187375823,3385,3.529558673021163,0.25289503175196115,-0.24710496824803885,53.97064629841013,0.029353701589869274,53.99567392144195,0.004326078558051449]
[null,55,328.15,0.0030473868657626088,3271,3.5146805441249818,0.24647728129003088,-0.2535227187099691,54.97010456372577,0.029895436274230747,54.989825103801756,0.010174896198243744]
[null,56,329.15,0.0030381285128360932,3160,3.499687082618404,0.24012158054711247,-0.25987841945288753,55.98360300433697,0.016396995663029656,55.99706314431329,0.002936855686712647]
[null,57,330.15,0.003028926245645919,3054,3.484869032720402,0.23395127930136356,-0.26604872069863644,56.99132130546626,0.00867869453374226,56.99785301969477,0.0021469803052269754]
[null,58,331.15,0.0030197795560924054,2952,3.470116353151004,0.2279184681902409,-0.27208153180975914,58.00042323625185,0.0004232362518479249,57.99951826037486,0.00048173962513686774]
[null,59,332.15,0.0030106879421947915,2854,3.4554539687786283,0.22203205227944608,-0.2779679477205539,59.008899158891815,0.008899158891814807,59.000295713659234,0.00029571365923430903]
[null,60,333.15,0.0030016509079994,2760,3.4409090820652177,0.21630094043887146,-0.2836990595611285,60.01450992725027,0.014509927250273336,59.99822150856521,0.0017784914347913627]
[null,61,334.15,0.002992667963489451,2669,3.4263485737875077,0.21067171836766913,-0.2893282816323309,61.026114298831786,0.02611429883178573,61.00236940706349,0.002369407063490314]
[null,62,335.15,0.002983738624496494,2582,3.4119562379304016,0.2052137974884756,-0.29478620251152443,62.030543533479296,0.03054353347929606,61.99996887446871,3.112553128659101e-05]
[null,63,336.15,0.002974862412613417,2498,3.3975924340381165,0.19987197951672267,-0.30012802048327736,63.03709546276294,0.03709546276294162,63.00057117623591,0.0005711762359084105]
[null,64,337.15,0.002966038855109002,2417,3.3832766504076504,0.19465249255053554,-0.3053475074494645,64.04398559101858,0.04398559101858268,64.00274414903181,0.002744149031812526]
[null,65,338.15,0.0029572674848440043,2339,3.3690302218091532,0.18956155280006484,-0.3104384471999352,65.04925436852163,0.049254368521630454,65.00488864953238,0.004888649532375666]
[null,66,339.15,0.0029485478401887074,2264,3.354876422516234,0.18460534898891062,-0.3153946510110894,66.05076806010706,0.050768060107060364,66.00522970449435,0.005229704494354337]
[null,67,340.15,0.0029398794649419377,2191,3.3406423775607053,0.17972274628824542,-0.3202772537117546,67.06029072897468,0.06029072897467813,67.01591173548206,0.015911735482063705]
[null,68,341.15,0.0029312619082515023,2122,3.3267453795653217,0.17505362151460155,-0.3249463784853984,68.04769433342872,0.04769433342872276,68.00710313878986,0.007103138789858576]
[null,69,342.15,0.0029226947245360223,2055,3.312811826212088,0.17046868519286604,-0.32953131480713393,69.03898179801214,0.038981798012144964,69.00521998250518,0.00521998250518152]
[null,70,343.15,0.002914177473408131,1990,3.298853076409707,0.16597164303586323,-0.3340283569641368,70.03285209779027,0.03285209779026843,70.00937828757324,0.00937828757324155]
[null,71,344.15,0.002905709719599012,1928,3.285107029566812,0.16163648558014757,-0.33836351441985246,71.01184681053863,0.01184681053862846,71.00227073089664,0.002270730896640316]
[null,72,345.15,0.0028972910328842532,1868,3.2713768718940743,0.15739804516346478,-0.3426019548365352,71.98946689371141,0.010533106288590943,71.99789410257563,0.0021058974243715056]
[null,73,346.15,0.0028889209880109783,1810,3.2576785748691846,0.15325994919559696,-0.34674005080440307,72.96406216161984,0.03593783838016407,72.9949403004131,0.0050596995868943395]
[null,74,347.15,0.0028805991646262425,1754,3.244029589030022,0.14922579547388123,-0.35077420452611874,73.93388052138103,0.0661194786189725,73.99196541872485,0.008034581275154551]
[null,75,348.15,0.002872325147206664,1700,3.230448921378274,0.1452991452991453,-0.35470085470085466,74.89707203073942,0.1029279692605769,74.98738425265316,0.012615747346842454]

{"sheet":"Murata NCPxxXH103xx Thermistor","index":2,"n_rows":42,"n_cols":11,"rows_kept":42,"cut":false,"hidden":false,"merged":[],"flags":["formulas_cached_only"]}
[]
[null,"Murata SMD thermistor, part number NCP18XH103F03RB"]
[null,"Resistance ± 1%, Beta = 3380 ± 1%"]
[]
[]
[{"$nulls":5},"Average absolute error =",0.08724654037341996,null,0.00813472352023048]
[]
[null,"Temperature\n°C","R (ohms)","Voltage ratio","Voltage ratio-0.5","Modeled T using 3rd order rational polynomial function, -40 to +125°C","ABS Error","Modeled T using 3rd order rational polynomial function, 0 to +75°C","ABS Error"]
[null,-40,195652,0.951374166066948,0.451374166066948,-40.01602272440118,0.01602272440118213,-50.53795656997548,null,null,"Fit over -40 to +125"]
[null,-35,148171,0.936777285343078,0.436777285343078,-35.03922964569166,0.03922964569166254,-42.123061820224294]
[null,-30,113347,0.9189279025837678,0.4189279025837678,-29.983019185489304,0.016980814510695552,-34.52497469827398]
[null,-25,87559,0.8974979243329677,0.3974979243329677,-24.930188454500886,0.06981154549911395,-27.68072691567746]
[null,-20,68237,0.8721832381098458,0.37218323810984577,-19.912998079558456,0.0870019204415442,-21.454203104310544]
[null,-15,53650,0.842890809112333,0.34289080911233305,-14.95037509450659,0.0496249054934097,-15.713952826004785]
[null,-10,42506,0.8095455757437245,0.30954557574372454,-10.015630113113055,0.015630113113054733,-10.305181665347291]
[null,-5,33892,0.7721680488471703,0.2721680488471703,-5.067070568330884,0.06707056833088387,-5.0897781408463025]
[null,0,27219,0.7313200247185577,0.23132002471855773,-0.10916974726081818,0.10916974726081818,-0.0035949508826682575,0.0035949508826682575]
[null,5,22021,0.6877049436307423,0.1877049436307423,4.859624982913701,0.14037501708629918,5.005854807634144,0.0058548076341438104]
[null,10,17926,0.6419107641624293,0.14191076416242931,9.862033697791007,0.13796630220899253,9.997064221769465,0.0029357782305350355]
[null,15,14674,0.5947150847045473,0.09471508470454726,14.900196824135488,0.09980317586451193,14.996588612966997,0.0034113870330028107]
[null,20,12081,0.5471219600561569,0.047121960056156875,19.950736237539513,0.04926376246048747,19.998190736798378,0.0018092632016220023]
[null,25,10000,0.5,0,25,0,25,0]
[null,30,8315,0.453999453999454,-0.04600054600054598,30.050732024079924,0.05073202407992383,30.012530455792614,0.012530455792614248]
[null,35,6948,0.40995987727165445,-0.09004012272834555,35.075957276948444,0.07595727694844356,35.013882686840596,0.013882686840595682]
[null,40,5834,0.3684476443097133,-0.13155235569028673,40.06650790797179,0.06650790797178985,39.99732477442991,0.0026752255700870364,null,"Fit over 0 to 75"]
[null,45,4917,0.3296239190185694,-0.1703760809814306,45.050479169842134,0.0504791698421343,44.99134741062986,0.00865258937014346]
[null,50,4161,0.29383518113127605,-0.20616481886872395,50.021414262473314,0.02141426247331424,49.98813653812804,0.011863461871961078]
[null,55,3535,0.2611747321758404,-0.23882526782415958,54.99075118144928,0.009248818550716464,54.99611773769503,0.003882262304969686]
[null,60,3014,0.23159674197018595,-0.268403258029814,59.9769714155296,0.02302858447040279,60.029420725313535,0.029420725313535456]
[null,65,2586,0.20546639122834895,-0.294533608771651,64.90165093626305,0.09834906373694707,65.00318026064656,0.0031802606465589633]
[null,70,2228,0.1822047759241086,-0.3177952240758914,69.83590722883463,0.1640927711653717,69.98297964153824,0.017020358461763863]
[null,75,1925,0.16142557651991615,-0.3385744234800838,74.8264854354499,0.1735145645501035,75.00944136316949,0.009441363169486294]
[null,80,1669,0.14302853714971292,-0.3569714628502871,79.8505934995193,0.14940650048069415,80.05296650257726]
[null,85,1452,0.1267900803353126,-0.3732099196646874,84.90329051678076,0.096709483219243,85.1023683247522]
[null,90,1268,0.11253106141285055,-0.3874689385871495,89.95849589887611,0.041504101123891246,90.12617047914989]
[null,95,1110,0.0999099909990999,-0.4000900090009001,95.05058474673287,0.05058474673286639,95.15375620073043]
[null,100,974,0.08875523965737198,-0.411244760342628,100.1622893591285,0.16228935912849352,100.1638429267278]
[null,105,858,0.0790200773623135,-0.42097992263768647,105.20990101482381,0.20990101482381363,105.07197855994347]
[null,110,758,0.07045919315857967,-0.4295408068414203,110.20682727063038,0.20682727063038442,109.89033953454853]
[null,115,672,0.06296851574212893,-0.4370314842578711,115.10162319644307,0.1016231964430716,114.56957450740659]
[null,120,596,0.05624764061910155,-0.44375235938089846,119.99381642533156,0.006183574668440883,119.20497312710725]
[null,125,531,0.05042256195992783,-0.44957743804007216,124.68992156070642,0.3100784392935765,123.61492406197787]

{"sheet":"Cold Junction Fit","index":3,"n_rows":81,"n_cols":9,"rows_kept":81,"cut":false,"hidden":false,"merged":[],"flags":["formulas_cached_only"]}
[null,"Cold Junction Compensation of a Type K Thermocouple Using a Curve J Thermistor"]
[]
[{"$nulls":5},"Average abs error =",0.02198661779477102,null,0.003057775161060113]
[]
[null,"Temperature (°C)","Type K TC Voltage (mV)","Curve J Thermistor R (ohms)","Thermistor Reading as R/(R+Ro) - 0.5","TC Modeled\n(5 parameter)","Abs Temperarure Error","TC Modeled\n(7 parameter)","Abs Temperarure Error"]
[null,0,0,29490,0.24677133451506705,-0.0009743732220603984,-0.024983928770779446,0.00039416092263089286,0.010106690323869048]
[null,1,0.039,28155,0.2379111518804875,0.03854160345826507,-0.011459913543373189,0.04012142927807061,0.02803573195176521]
[null,2,0.079,26888,0.2289091303404901,0.07809225928219066,-0.0226935179452336,0.07979479977045778,0.019869994261444496]
[null,3,0.119,25685,0.2197702115734903,0.11768401767710435,-0.03374313648450379,0.11943694524355464,0.011203724193708789]
[null,4,0.158,24543,0.21050574646093279,0.15729741219416904,-0.017564695145774047,0.15904281404446918,0.02607035111172953]
[null,5,0.198,23457,0.2011088860328183,0.1969918594256368,-0.025203514359080373,0.19868447139827072,0.017111784956767857]
[null,6,0.238,22425,0.1915959907478797,0.23672908876796983,-0.032587467487952756,0.23833474452973757,0.008583193070194482]
[null,7,0.277,21444,0.18197430352372468,0.2765112585909617,-0.012218535225957956,0.27800541417908675,0.025135354477168206]
[null,8,0.317,20512,0.17226009438909284,0.3163047119869893,-0.017382200325268004,0.31767118200117306,0.016779550029326358]
[null,9,0.357,19624,0.16243586281393463,0.3562144466875563,-0.019638832811091893,0.35744366531003147,0.011091632750787051]
[null,10,0.397,18780,0.15253648366921468,0.3961326845467448,-0.021682886331381167,0.3972212491416601,0.005531228541502678]
[null,11,0.437,17977,0.1425635343317725,0.43608826420136393,-0.02279339496590178,0.437037407540942,0.0009351885235500683]
[null,12,0.477,17212,0.13251506688225778,0.47612376437448367,-0.02190589063790769,0.47693833536549,-0.0015416158627490338]
[null,13,0.517,16484,0.12241353269898803,0.5161848185607811,-0.020379535980472024,0.516872736304833,-0.0031815923791755876]
[null,14,0.557,15791,0.11226784537241674,0.5562716096401371,-0.018209758996573545,0.5568428771569395,-0.003928071076514391]
[null,15,0.597,15130,0.10206923995224826,0.5964539187502825,-0.013652031242936112,0.596919748299039,-0.002006292524023288]
[null,16,0.637,14501,0.09185339373903101,0.6366263765303739,-0.009340586740652626,0.6369990390998783,-2.4022503042342415e-05]
[null,17,0.677,13901,0.08160746412284003,0.6768745958746137,-0.003058637204544105,0.6771664024483937,0.004058596302283177]
[null,18,0.718,13329,0.07134896480774999,0.7171645430607182,-0.020886423482044374,0.7173876755068009,-0.015308112329975851]
[null,19,0.758,12783,0.06107624105692844,0.757537278617121,-0.011568034571976516,0.7577032641975743,-0.007418395060643228]
[null,20,0.798,12263,0.05082423752414322,0.7978895698300699,-0.0027607542482543986,0.7980091487530937,0.00022871882734143466]
[null,21,0.838,11766,0.04056785812735464,0.8383539744808223,0.00863352392249525,0.8384365515809509,0.010647599535387936]
[null,22,0.879,11293,0.03036209082797159,0.8787465217706024,-0.006336955734939637,0.878800272959757,-0.004993176006073958]
[null,23,0.919,10840,0.020153550863723613,0.9193112917715723,0.007592482233470681,0.9193426886001628,0.008358258540554471]
[null,24,0.96,10409,0.010020089176343783,0.9597707934036691,-0.005730164908271379,0.9597848315355272,-0.005379211611819529]
[null,25,1,10000,0,1,0,1,0]
[null,26,1.041,9602,-0.01015202530354048,1.0410187787948393,0.00046946987098395133,1.0410060552810356,0.00015138202589248792]
[null,27,1.081,9226,-0.0201289919900135,1.0816195101815917,0.01511000442906792,1.0815941030841012,0.014490319124420399]
[null,28,1.122,8866,-0.030054065514682482,1.1223284032231,0.008009834709753784,1.122288586899622,0.007038704868825783]
[null,29,1.163,8522,-0.03989849908217258,1.1630563518844355,0.0014087971108855944,1.1629989263586087,-2.6841034783675587e-05]
[null,30,1.203,8194,-0.04963174672969112,1.203702335725028,0.017130139634828824,1.203622787172251,0.015189931030508277]
[null,31,1.244,7879,-0.059315397952905635,1.244550510878725,0.013427094603047102,1.2444429284485248,0.01080313289084836]
[null,32,1.285,7579,-0.06886057227373571,1.2852508246432273,0.006117674225057127,1.2851084793722194,0.002645838346816384]
[null,33,1.326,7291,-0.07833555028627609,1.326117734782064,0.0029433695516001253,1.3259327592596863,-0.001681018507843078]
[null,34,1.366,7016,-0.08768218147625761,1.3669240363350366,0.022537471586255162,1.366688105482826,0.016783060556727573]
[null,35,1.407,6752,-0.09694364851957976,1.407880560741741,0.021477091261976434,1.4075845995463419,0.014258525520532321]
[null,36,1.448,6500,-0.10606060606060608,1.4487453226714186,0.01817860174191923,1.4483803488233717,0.009276800570043625]
[null,37,1.489,6258,-0.11508180588018208,1.4897560393387717,0.018439983872476924,1.4893126253913813,0.007625009545883332]
[null,38,1.53,6027,-0.12394708928682846,1.530656665104859,0.016016222069730652,1.5301260530857852,0.0030744655069554106]
[null,39,1.571,5805,-0.13271116735210375,1.5717160630619431,0.01746495273032096,1.5710893131153436,0.0021783686669185]
[null,40,1.612,5592,-0.1413545407901488,1.612862606442714,0.02103918152960893,1.6121314875983535,0.0032070145939842145]
[null,41,1.653,5389,-0.14981480278120735,1.653808944898882,0.019730363387364596,1.6529667999859865,-0.0008097564393542349]
[null,42,1.694,5194,-0.158154534684744,1.694866739994596,0.021139999868196934,1.6939070873681499,-0.002266161752440792]
[null,43,1.735,5007,-0.16635570067301925,1.7359605209882558,0.023427341176968815,1.734878229461991,-0.0029700131221705355]
[null,44,1.776,4827,-0.17444526876643962,1.7772393932195918,0.030229102916872416,1.7760301760195625,0.0007360004771330656]
[null,45,1.817,4655,-0.18236096895257592,1.8183937862356645,0.03399478623572064,1.8170557567676098,0.0013599211612152866]
[null,46,1.858,4490,-0.19013112491373363,1.8595730913744173,0.038368082302858375,1.858105463979817,0.002572292190653934]
[null,47,1.899,4331,-0.19778801200195378,1.9009584984543493,0.046630915579744144,1.8993615618718303,0.008608615995957834]
[null,48,1.941,4179,-0.20526835460892867,1.9422120709574824,0.029562706280056767,1.9404888664157283,-0.012466672787116963]
[null,49,1.982,4033,-0.21260600014252118,1.983518357885564,0.03703311916009697,1.9816730631481505,-0.007974069557304356]
[null,50,2.023,3893,-0.2197869430648528,2.02479808113882,0.04385563753219699,2.022836795800317,-0.003980590236172587]
[null,51,2.064,3758,-0.22684983282453847,2.066276073991248,0.05419223788685648,2.0642059384736573,0.004903296991839097]
[null,52,2.106,3629,-0.2337295472888693,2.107565920483284,0.03819318251912392,2.1053966148068763,-0.014716712027403173]
[null,53,2.147,3505,-0.24046649389115143,2.1488995910425825,0.04633148884348126,2.146641562531318,-0.008742377284916574]
[null,54,2.188,3385,-0.24710496824803885,2.1905537166263778,0.06080277681851456,2.1882181489782964,0.00519402329276658]
[null,55,2.23,3271,-0.2535227187099691,2.231747802092438,0.042629319327760776,2.2293481971445583,-0.01589763062052786]
[null,56,2.271,3160,-0.25987841945288753,2.273493264403103,0.060811326904957864,2.27104222424102,0.001029859537074938]
[null,57,2.312,3054,-0.26604872069863644,2.3149785349443617,0.07091749867528155,2.312490060016844,0.01166809563914375]
[null,58,2.354,2952,-0.27208153180975914,2.35650509134531,0.06109978890999377,2.353992624577802,-0.00017988834630019548]
[null,59,2.395,2854,-0.2779679477205539,2.3979977867708526,0.07311675050860028,2.3954741368523518,0.011564313471994134]
[null,60,2.436,2760,-0.2836990595611285,2.439373133969182,0.08031271355195814,2.43684980923421,0.020233553195475207]
[null,61,2.478,2669,-0.2893282816323309,2.481005279255723,0.07329949404202245,2.4784919218945918,0.011998094990038406]
[null,62,2.519,2582,-0.29478620251152443,2.522362704783361,0.08006439960383588,2.519866165509282,0.020622988316240348]
[null,63,2.561,2498,-0.30012802048327736,2.5638393477510597,0.06925238417218944,2.561363091010442,0.00885587830346252]
[null,64,2.602,2417,-0.3053475074494645,2.6053737665640635,0.08032777533484782,2.6029167763088883,0.021828007354486124]
[null,65,2.644,2339,-0.3104384471999352,2.6468976419873327,0.07067419481298928,2.6444533137215815,0.011056432233693105]
[null,66,2.685,2264,-0.3153946510110894,2.688335454337726,0.07941557946966639,2.6858904446294467,0.021201062605872754]
[null,67,2.727,2191,-0.3202772537117546,2.7301881167226583,0.07775894445508298,2.7277206876276123,0.017577747014938073]
[null,68,2.768,2122,-0.3249463784853984,2.7712185515172942,0.07663217898320056,2.7686984529147294,0.016629831303085277]
[null,69,2.81,2055,-0.32953131480713393,2.8125186490693928,0.06143046510713908,2.809903695168873,-0.00234889832017325]
[null,70,2.851,1990,-0.3340283569641368,2.8540496235088204,0.07261008354334393,2.8512838011827073,0.006757171016841023]
[null,71,2.893,1928,-0.33836351441985246,2.8950939963720765,0.05107308224577381,2.8921093557235986,-0.021723031131735796]
[null,72,2.934,1868,-0.3426019548365352,2.9362288656517337,0.05306822980317939,2.932938044985189,-0.025284643209790854]
[null,73,2.976,1810,-0.34674005080440307,2.977398315196227,0.03410524868846121,2.973693994627813,-0.05624403346797715]
[null,74,3.017,1754,-0.35077420452611874,3.018540981596877,0.036690038020880465,3.014293462398759,-0.06444137145811228]
[null,75,3.059,1700,-0.35470085470085466,3.05958987091846,null,3.054644684652018]