{"text_format":"2","workbook":"xls","n_sheets":2,"sheets":["European Curve","American Curve"],"not_rendered":{"charts":2,"images":1,"macros":1,"external_links":1,"defined_names":0,"comments":0,"pivot_tables":0},"unopened":[],"bounds":{"document_bytes":16777216,"sheet_cells":100000,"run_cost":"one","rows_first":2000,"rows_last":500,"rows_between":2000,"halvings":0,"cell_chars":16384,"cell_head_chars":4096},"cells_cut":0,"cells_raw":0,"read":"whole","date_system":"1900","formulas":"cached_only"}

{"sheet":"European Curve","index":0,"n_rows":1060,"n_cols":14,"rows_kept":1060,"cut":false,"hidden":false,"merged":[[3,2,3,9]],"flags":["formulas_cached_only"]}
["RTD Temperature vs. Resistance Table"]
["For European Curve, Alpha = .003850,  1° Celsius Increments"]
[]
[null,null,"Calculations of Temperature from Resistance"]
[]
["Temperature (°C)","RTD Resistance (ohms)","Linear fit (0-100°C)","Error","Absolute Error","Quadratic fit (0 to +200°C)","Error","Absolute Error","Cubic fit (-100 to +600°C)","Error","Absolute Error","Rational Polynomial fit (-200 to +850°C)","Error","Absolute Error"]
[-200,18.52,-211.82636363636362,-11.826363636363624,11.826363636363624,-201.09224703744002,-1.0922470374400177,1.0922470374400177,-202.63092721055276,-2.6309272105527555,2.6309272105527555,-200.06259708504328,-0.06259708504327932,0.06259708504327932]
[-199,18.96,-210.68350649350648,-11.683506493506485,11.683506493506485,-200.04422482176003,-1.0442248217600252,1.0442248217600252,-201.56425634778762,-2.5642563477876195,2.5642563477876195,-199.031396583125,-0.0313965831250016,0.0313965831250016]
[-198,19.39,-209.56662337662337,-11.566623376623369,11.566623376623369,-199.01962235256002,-1.0196223525600203,1.0196223525600203,-200.52156693499265,-2.5215669349926486,2.5215669349926486,-198.0242844740612,-0.024284474061204264,0.024284474061204264]
[-197,19.82,-208.44974025974025,-11.449740259740253,11.449740259740253,-197.99462552864,-0.9946255286400003,0.9946255286400003,-199.47861896103413,-2.4786189610341296,2.4786189610341296,-197.0177156795511,-0.017715679551088215,0.017715679551088215]
[-196,20.25,-207.33285714285714,-11.332857142857137,11.332857142857137,-196.96923435000002,-0.969234350000022,0.969234350000022,-198.43541193737343,-2.4354119373734306,2.4354119373734306,-196.01159304286628,-0.011593042866280712,0.011593042866280712]
[-195,20.68,-206.21597402597402,-11.21597402597402,11.21597402597402,-195.94344881664003,-0.9434488166400286,0.9434488166400286,-197.39194537547178,-2.391945375471778,2.391945375471778,-195.00582292218735,-0.005822922187348922,0.005822922187348922]
[-194,21.11,-205.0990909090909,-11.099090909090904,11.099090909090904,-194.91726892856002,-0.91726892856002,0.91726892856002,-196.34821878679048,-2.3482187867904827,2.3482187867904827,-194.00031540025236,-0.0003154002523615418,0.0003154002523615418]
[-193,21.54,-203.9822077922078,-10.982207792207788,10.982207792207788,-193.89069468576002,-0.8906946857600246,0.8906946857600246,-195.30423168279083,-2.304231682790828,2.304231682790828,-192.99498444761844,0.005015552381564703,0.005015552381564703]
[-192,21.97,-202.86532467532467,-10.865324675324672,10.865324675324672,-192.86372608824,-0.8637260882400142,0.8637260882400142,-194.2599835749341,-2.259983574934097,2.259983574934097,-191.9897480426853,0.010251957314693527,0.010251957314693527]
[-191,22.4,-201.74844155844156,-10.748441558441556,10.748441558441556,-191.83636313600002,-0.836363136000017,0.836363136000017,-193.2154739746816,-2.2154739746816006,2.2154739746816006,-190.98452825183753,0.015471748162468657,0.015471748162468657]
[-190,22.83,-200.63155844155844,-10.63155844155844,10.63155844155844,-190.80860582904,-0.8086058290400047,0.8086058290400047,-192.1707023934946,-2.1707023934945937,2.1707023934945937,-189.97925127318405,0.020748726815952523,0.020748726815952523]
[-189,23.26,-199.5146753246753,-10.514675324675295,10.514675324675295,-189.78045416736003,-0.780454167360034,0.780454167360034,-191.12566834283436,-2.1256683428343592,2.1256683428343592,-188.97384744742047,0.026152552579532085,0.026152552579532085]
[-188,23.69,-198.3977922077922,-10.397792207792207,10.397792207792207,-188.75190815096002,-0.7519081509600198,0.7519081509600198,-190.08037133416224,-2.080371334162237,2.080371334162237,-187.9682512393244,0.03174876067561172,0.03174876067561172]
[-187,24.12,-197.2809090909091,-10.280909090909091,10.280909090909091,-187.72296777984002,-0.7229677798400189,0.7229677798400189,-189.03481087893945,-2.034810878939453,2.034810878939453,-186.96240119332106,0.03759880667894322,0.03759880667894322]
[-186,24.55,-196.16402597402595,-10.164025974025947,10.164025974025947,-186.69363305400003,-0.6936330540000313,0.6936330540000313,-187.98898648862735,-1.9889864886273472,1.9889864886273472,-185.95623986644225,0.04376013355775399,0.04376013355775399]
[-185,24.97,-195.07311688311685,-10.073116883116853,10.073116883116853,-185.68785564024003,-0.6878556402400307,0.6878556402400307,-186.9672283283679,-1.967228328367895,1.967228328367895,-184.97312584840887,0.026874151591130158,0.026874151591130158]
[-184,25.39,-193.9822077922078,-9.982207792207788,9.982207792207788,-184.68170200056002,-0.6817020005600227,0.6817020005600227,-185.94521744500364,-1.9452174450036352,1.9452174450036352,-183.9896174418959,0.01038255810411215,0.01038255810411215]
[-183,25.82,-192.86532467532467,-9.865324675324672,9.865324675324672,-183.65120255264,-0.6512025526400009,0.6512025526400009,-184.898610673243,-1.898610673243013,1.898610673243013,-182.9822387327933,0.017761267206708453,0.017761267206708453]
[-182,26.25,-191.74844155844156,-9.748441558441556,9.748441558441556,-182.62030875000002,-0.6203087500000208,0.6203087500000208,-183.8517380349609,-1.8517380349609027,1.8517380349609027,-181.97435903248024,0.02564096751976308,0.02564096751976308]
[-181,26.67,-190.65753246753246,-9.657532467532462,9.657532467532462,-181.61300851704002,-0.613008517040015,0.613008517040015,-182.8289541400124,-1.8289541400123994,1.8289541400123994,-180.98939725084153,0.010602749158465485,0.010602749158465485]
[-180,27.1,-189.54064935064935,-9.540649350649346,9.540649350649346,-180.58133517599998,-0.5813351759999819,0.5813351759999819,-181.7815545142849,-1.7815545142848919,1.7815545142848919,-179.98041528464205,0.0195847153579507,0.0195847153579507]
[-179,27.52,-188.44974025974025,-9.449740259740253,9.449740259740253,-179.57327353344002,-0.5732735334400161,0.5732735334400161,-180.7582549551235,-1.7582549551235047,1.7582549551235047,-178.99431142285152,0.005688577148475815,0.005688577148475815]
[-178,27.95,-187.33285714285714,-9.332857142857137,9.332857142857137,-178.54082065400002,-0.5408206540000151,0.5408206540000151,-179.710326432977,-1.7103264329770127,1.7103264329770127,-177.98409916346512,0.0159008365348825,0.0159008365348825]
[-177,28.37,-186.24194805194801,-9.241948051948015,9.241948051948015,-177.53199760184003,-0.5319976018400325,0.5319976018400325,-178.6865093450239,-1.686509345023893,1.686509345023893,-176.99673953931747,0.0032604606825259452,0.0032604606825259452]
[-176,28.8,-185.12506493506493,-9.125064935064927,9.125064935064927,-176.498765184,-0.4987651840000069,0.4987651840000069,-177.6380500174848,-1.638050017484801,1.638050017484801,-175.98519165646218,0.014808343537822566,0.014808343537822566]
[-175,29.22,-184.03415584415583,-9.034155844155833,9.034155844155833,-175.48918072224,-0.4891807222400075,0.4891807222400075,-176.6137135361611,-1.6137135361611001,1.6137135361611001,-174.99648362822595,0.0035163717740545053,0.0035163717740545053]
[-174,29.65,-182.91727272727272,-8.917272727272717,8.917272727272717,-174.455168766,-0.4551687660000141,0.4551687660000141,-175.5647214942558,-1.5647214942557923,1.5647214942557923,-173.98351518057265,0.016484819427347475,0.016484819427347475]
[-173,30.07,-181.82636363636362,-8.826363636363624,8.826363636363624,-173.44482289464003,-0.44482289464002633,0.44482289464002633,-174.53986375498263,-1.5398637549826333,1.5398637549826333,-172.993384906516,0.006615093483986811,0.006615093483986811]
[-172,30.49,-180.73545454545456,-8.735454545454559,8.735454545454559,-172.43410079736003,-0.43410079736003127,0.43410079736003127,-173.51474776467677,-1.5147477646767697,1.5147477646767697,-172.002529802899,-0.0025298028990050625,0.0025298028990050625]
[-171,30.92,-179.6185714285714,-8.618571428571414,8.618571428571414,-171.39892411904,-0.3989241190400037,0.3989241190400037,-172.464956227936,-1.4649562279359998,1.4649562279359998,-170.98731934477456,0.012680655225437931,0.012680655225437931]
[-170,31.34,-178.52766233766232,-8.52766233766232,8.52766233766232,-170.38744061216002,-0.38744061216002024,0.38744061216002024,-171.43931619378048,-1.4393161937804848,1.4393161937804848,-169.99496201429682,0.005037985703182812,0.005037985703182812]
[-169,31.76,-177.43675324675323,-8.436753246753227,8.436753246753227,-169.37558087936,-0.37558087936000106,0.37558087936000106,-170.4134165320298,-1.4134165320297996,1.4134165320297996,-169.00184828510842,-0.0018482851084229424,0.0018482851084229424]
[-168,32.18,-176.34584415584416,-8.345844155844162,8.345844155844162,-168.36334492064003,-0.36334492064003143,0.36334492064003143,-169.3872567874428,-1.3872567874427943,1.3872567874427943,-168.0079708275751,-0.007970827575093153,0.007970827575093153]
[-167,32.61,-175.22896103896102,-8.228961038961017,8.228961038961017,-167.32661833656002,-0.32661833656001704,0.32661833656001704,-168.3363947473842,-1.3363947473841904,1.3363947473841904,-166.9896321804141,0.010367819585894722,0.010367819585894722]
[-166,33.03,-174.13805194805192,-8.138051948051924,8.138051948051924,-166.31362096824,-0.3136209682400022,0.3136209682400022,-167.30970725172602,-1.3097072517260244,1.3097072517260244,-165.99419215355744,0.0058078464425648235,0.0058078464425648235]
[-165,33.45,-173.04714285714283,-8.04714285714283,8.04714285714283,-165.300247374,-0.30024737400000845,0.30024737400000845,-166.28275829666913,-1.2827582966691295,1.2827582966691295,-164.9979741344709,0.002025865529105886,0.002025865529105886]
[-164,33.86,-171.9822077922078,-7.982207792207788,7.982207792207788,-164.31063882656002,-0.31063882656002306,0.31063882656002306,-165.2800078759094,-1.280007875909405,1.280007875909405,-164.02472283603922,-0.0247228360392171,0.0247228360392171]
[-163,34.28,-170.8912987012987,-7.891298701298695,7.891298701298695,-163.29652173824,-0.2965217382399885,0.2965217382399885,-164.25254088852404,-1.252540888524038,1.252540888524038,-163.0269611648527,-0.026961164852707498,0.026961164852707498]
[-162,34.7,-169.8003896103896,-7.800389610389601,7.800389610389601,-162.28202842400003,-0.2820284240000319,0.2820284240000319,-163.22481108685568,-1.2248110868556807,1.2248110868556807,-162.02841710915408,-0.028417109154077025,0.028417109154077025]
[-161,35.12,-168.70948051948054,-7.709480519480536,7.709480519480536,-161.26715888384,-0.2671588838400112,0.2671588838400112,-162.19681801566318,-1.1968180156631831,1.1968180156631831,-161.0290909518495,-0.02909095184949706,0.02909095184949706]
[-160,35.54,-167.61857142857144,-7.6185714285714425,7.6185714285714425,-160.25191311776,-0.2519131177600116,0.2519131177600116,-161.1685612197053,-1.1685612197053104,1.1685612197053104,-160.02898373658553,-0.02898373658553055,0.02898373658553055]
[-159,35.96,-166.52766233766232,-7.527662337662321,7.527662337662321,-159.23629112576,-0.23629112576000466,0.23629112576000466,-160.14004024374108,-1.1400402437410833,1.1400402437410833,-159.028097199667,-0.02809719966700186,0.02809719966700186]
[-158,36.38,-165.43675324675323,-7.436753246753227,7.436753246753227,-158.22029290784002,-0.22029290784001887,0.22029290784001887,-159.11125463252924,-1.1112546325292385,1.1112546325292385,-158.02643370619631,-0.026433706196314688,0.026433706196314688]
[-157,36.8,-164.34584415584416,-7.345844155844162,7.345844155844162,-157.20391846400003,-0.20391846400002578,0.20391846400002578,-158.0822039308288,-1.082203930828797,1.082203930828797,-157.0239961902777,-0.023996190277699725,0.023996190277699725]
[-156,37.22,-163.25493506493507,-7.254935064935069,7.254935064935069,-156.18716779424003,-0.1871677942400254,0.1871677942400254,-157.05288768339858,-1.0528876833985805,1.0528876833985805,-156.02078809912268,-0.02078809912268298,0.02078809912268298]
[-155,37.63,-162.18999999999997,-7.189999999999969,7.189999999999969,-155.19426257784002,-0.19426257784002132,0.19426257784002132,-156.04782239282068,-1.0478223928206774,1.0478223928206774,-155.04072637915735,-0.04072637915734845,0.04072637915734845]
[-154,38.05,-161.0990909090909,-7.099090909090904,7.099090909090904,-154.176768414,-0.17676841400000853,0.17676841400000853,-155.0179800376935,-1.0179800376934907,1.0179800376934907,-154.0360073723486,-0.036007372348592526,0.036007372348592526]
[-153,38.47,-160.0081818181818,-7.008181818181811,7.008181818181811,-153.15889802424005,-0.1588980242400453,0.1588980242400453,-153.98787078195218,-0.9878707819521821,0.9878707819521821,-153.03053059104678,-0.030530591046783684,0.030530591046783684]
[-152,38.89,-158.91727272727272,-6.917272727272717,6.917272727272717,-152.14065140856002,-0.1406514085600179,0.1406514085600179,-152.9574941703557,-0.9574941703556874,0.9574941703556874,-152.0243010407475,-0.02430104074750261,0.02430104074750261]
[-151,39.31,-157.82636363636362,-6.826363636363624,6.826363636363624,-151.12202856696,-0.12202856696001163,0.12202856696001163,-151.92684974766286,-0.9268497476628568,0.9268497476628568,-151.01732401403154,-0.017324014031544266,0.017324014031544266]
[-150,39.72,-156.76142857142855,-6.761428571428553,6.761428571428553,-150.12729575424004,-0.1272957542400377,0.1272957542400377,-150.92048571994025,-0.9204857199402454,0.9204857199402454,-150.03360694151723,-0.033606941517234645,0.033606941517234645]
[-149,40.14,-155.6705194805195,-6.670519480519488,6.670519480519488,-149.10792941856002,-0.10792941856001903,0.10792941856001903,-149.88931071275468,-0.8893107127546784,0.8893107127546784,-149.02516926957634,-0.025169269576338138,0.025169269576338138]
[-148,40.56,-154.5796103896104,-6.579610389610394,6.579610389610394,-148.08818685696,-0.08818685695999307,0.08818685695999307,-148.85786653958843,-0.8578665395884286,0.8578665395884286,-148.01600123004766,-0.01600123004766374,0.01600123004766374]
[-147,40.97,-153.51467532467532,-6.5146753246753235,6.5146753246753235,-147.09236098424,-0.09236098424000261,0.09236098424000261,-147.85072049619077,-0.8507204961907746,0.8507204961907746,-147.0301623498002,-0.030162349800207267,0.030162349800207267]
[-146,41.39,-152.42376623376623,-6.42376623376623,6.42376623376623,-146.07187492856002,-0.07187492856002109,0.07187492856002109,-146.81874306102236,-0.81874306102236,0.81874306102236,-146.0195690381667,-0.019569038166707742,0.019569038166707742]
[-145,41.8,-151.3588311688312,-6.358831168831188,6.358831168831188,-145.07532326400002,-0.07532326400001921,0.07532326400001921,-145.81107558456884,-0.8110755845688402,0.8110755845688402,-145.0323508060358,-0.03235080603579377,0.03235080603579377]
[-144,42.22,-150.2679220779221,-6.267922077922094,6.267922077922094,-144.05409371424003,-0.05409371424002529,0.05409371424002529,-144.77856310953192,-0.7785631095319161,0.7785631095319161,-144.02035696724712,-0.020356967247124658,0.020356967247124658]
[-143,42.64,-149.17701298701297,-6.177012987012972,6.177012987012972,-143.03248793856,-0.032487938559995655,0.032487938559995655,-143.74577921398696,-0.7457792139869639,0.7457792139869639,-143.00766405905722,-0.007664059057219674,0.007664059057219674]
[-142,43.05,-148.11207792207793,-6.11207792207793,6.11207792207793,-142.034843214,-0.03484321400000567,0.03484321400000567,-142.73732317171473,-0.7373231717147348,0.7373231717147348,-142.0184148463989,-0.018414846398911777,0.018414846398911777]
[-141,43.46,-147.04714285714286,-6.047142857142859,6.047142857142859,-141.03683996576004,-0.036839965760037785,0.036839965760037785,-141.72860762254095,-0.7286076225409488,0.7286076225409488,-141.0285118070588,-0.028511807058805516,0.028511807058805516]
[-140,43.88,-145.95623376623374,-5.956233766233737,5.956233766233737,-140.01412342784002,-0.014123427840019076,0.014123427840019076,-140.69501973416834,-0.6950197341683406,0.6950197341683406,-140.01379325777876,-0.013793257778758061,0.013793257778758061]
[-139,44.29,-144.89129870129867,-5.891298701298666,5.891298701298666,-139.01539438776,-0.015394387760011341,0.015394387760011341,-139.6857775453303,-0.6857775453302963,0.6857775453302963,-139.02258538763672,-0.022585387636723908,0.022585387636723908]
[-138,44.71,-143.8003896103896,-5.800389610389601,5.800389610389601,-137.99193435576,0.008065644239991343,0.008065644239991343,-138.65164928349043,-0.6516492834904284,0.6516492834904284,-138.00654304606132,-0.006543046061324276,0.006543046061324276]
[-137,45.12,-142.73545454545453,-5.73545454545453,5.73545454545453,-136.99247952384002,0.007520476159982081,0.007520476159982081,-137.64187871945197,-0.6418787194519666,0.6418787194519666,-137.01405543046315,-0.014055430463145058,0.014055430463145058]
[-136,45.53,-141.67051948051946,-5.670519480519459,5.670519480519459,-135.99266616824002,0.007333831759979148,0.007333831759979148,-136.6318465103939,-0.631846510393899,0.631846510393899,-136.02094485282686,-0.020944852826858096,0.020944852826858096]
[-135,45.95,-140.57961038961037,-5.579610389610366,5.579610389610366,-134.968095374,0.031904625999999325,0.031904625999999325,-135.5969076315035,-0.5969076315035124,0.5969076315035124,-135.0029724383712,-0.002972438371187991,0.002972438371187991]
[-134,46.35,-139.54064935064935,-5.540649350649346,5.540649350649346,-133.991963886,0.008036113999992267,0.008036113999992267,-134.6109954632512,-0.6109954632511858,0.6109954632511858,-134.03287891753052,-0.03287891753052463,0.03287891753052463]
[-133,46.76,-138.47571428571428,-5.475714285714275,5.475714285714275,-132.99107495936002,0.008925040639979898,0.008925040639979898,-133.6001757781826,-0.6001757781826029,0.6001757781826029,-133.03793549430782,-0.03793549430781695,0.03793549430781695]
[-132,47.18,-137.38480519480518,-5.384805194805182,5.384805194805182,-131.96540236064,0.03459763935998694,0.03459763935998694,-132.564428899215,-0.5644288992149882,0.5644288992149882,-132.01810400490803,-0.018104004908025217,0.018104004908025217]
[-131,47.59,-136.31987012987014,-5.319870129870139,5.319870129870139,-130.96378764216,0.036212357839986,0.036212357839986,-131.55307567415775,-0.5530756741577534,0.5530756741577534,-131.02195379278547,-0.021953792785467385,0.021953792785467385]
[-130,48,-135.25493506493507,-5.254935064935069,5.254935064935069,-129.96181440000004,0.03818559999996296,0.03818559999996296,-130.5414582528,-0.5414582527999983,0.5414582527999983,-130.02521618887732,-0.02521618887732302,0.02521618887732302]
[-129,48.41,-134.19,-5.189999999999998,5.189999999999998,-128.95948263416003,0.04051736583997467,0.04051736583997467,-129.52957621164975,-0.5295762116497542,0.5295762116497542,-129.0278968731913,-0.027896873191309624,0.027896873191309624]
[-128,48.82,-133.12506493506493,-5.125064935064927,5.125064935064927,-127.95679234464001,0.043207655359992714,0.043207655359992714,-128.51742912721505,-0.5174291272150526,0.5174291272150526,-128.03000145026724,-0.03000145026723544,0.03000145026723544]
[-127,49.23,-132.06012987012988,-5.0601298701298845,5.0601298701298845,-126.95374353144003,0.04625646855997445,0.04625646855997445,-127.50501657600397,-0.5050165760039675,0.5050165760039675,-127.03153544602841,-0.03153544602841407,0.03153544602841407]
[-126,49.64,-130.9951948051948,-4.995194805194814,4.995194805194814,-125.95033619456002,0.04966380543997673,0.04966380543997673,-126.49233813452442,-0.49233813452441666,0.49233813452441666,-126.03250430507482,-0.03250430507482349,0.03250430507482349]
[-125,50.06,-129.9042857142857,-4.904285714285692,4.904285714285692,-124.92208376096002,0.07791623903997902,0.07791623903997902,-125.45468407913279,-0.4546840791327895,0.4546840791327895,-125.00852617373708,-0.008526173737081422,0.008526173737081422]
[-124,50.47,-128.83935064935062,-4.839350649350621,4.839350649350621,-123.91795063224002,0.08204936775997851,0.08204936775997851,-124.44146607556337,-0.44146607556336903,0.44146607556336903,-124.00836729750264,-0.008367297502644533,0.008367297502644533]
[-123,50.88,-127.77441558441556,-4.774415584415564,4.774415584415564,-122.91345897984002,0.08654102015998433,0.08654102015998433,-123.4279809009205,-0.42798090092050245,0.42798090092050245,-123.0076592346773,-0.007659234677305449,0.007659234677305449]
[-122,51.29,-126.70948051948051,-4.709480519480508,4.709480519480508,-121.90860880376003,0.09139119623996805,0.09139119623996805,-122.41422813171228,-0.414228131712278,0.414228131712278,-122.00640708295494,-0.006407082954936527,0.006407082954936527]
[-121,51.7,-125.64454545454545,-4.644545454545451,4.644545454545451,-120.90340010400001,0.09659989599998653,0.09659989599998653,-121.40020734444668,-0.4002073444466845,0.4002073444466845,-121.00461585059884,-0.004615850598838733,0.004615850598838733]
[-120,52.11,-124.57961038961038,-4.57961038961038,4.57961038961038,-119.89783288056002,0.10216711943998291,0.10216711943998291,-120.38591811563175,-0.38591811563175327,0.38591811563175327,-120.00229045571618,-0.0022904557161780303,0.0022904557161780303]
[-119,52.52,-123.51467532467532,-4.5146753246753235,4.5146753246753235,-118.89190713344001,0.10809286655998562,0.10809286655998562,-119.37136002177549,-0.3713600217754873,0.3713600217754873,-118.99943572576737,0.0005642742326301686,0.0005642742326301686]
[-118,52.92,-122.47571428571428,-4.475714285714275,4.475714285714275,-117.91017064704002,0.08982935295998118,0.08982935295998118,-118.38128773398816,-0.3812877339881595,0.3812877339881595,-118.02053526876374,-0.020535268763737236,0.020535268763737236]
[-117,53.33,-121.41077922077922,-4.410779220779219,4.410779220779219,-116.90353659704002,0.09646340295998357,0.09646340295998357,-117.366197222954,-0.3661972229539998,0.3661972229539998,-117.0166486145159,-0.016648614515901272,0.016648614515901272]
[-116,53.74,-120.34584415584415,-4.345844155844148,4.345844155844148,-115.89654402336001,0.10345597663999229,0.10345597663999229,-116.35083658673166,-0.35083658673165985,0.35083658673165985,-116.01224645189268,-0.012246451892679033,0.012246451892679033]
[-115,54.15,-119.28090909090909,-4.280909090909091,4.280909090909091,-114.88919292600002,0.11080707399997891,0.11080707399997891,-115.33520540182916,-0.3352054018291568,0.3352054018291568,-115.00733324707247,-0.00733324707246652,0.00733324707246652]
[-114,54.56,-118.21597402597402,-4.21597402597402,4.21597402597402,-113.88148330496001,0.11851669503998608,0.11851669503998608,-114.31930324475452,-0.3193032447545221,0.3193032447545221,-114.00191337596564,-0.0019133759656426719,0.0019133759656426719]
[-113,54.97,-117.15103896103896,-4.151038961038964,4.151038961038964,-112.87341516024001,0.12658483975998536,0.12658483975998536,-113.30312969201577,-0.3031296920157729,0.3031296920157729,-112.99599112473726,0.004008875262741185,0.004008875262741185]
[-112,55.38,-116.08610389610388,-4.086103896103879,4.086103896103879,-111.86498849184001,0.13501150815999097,0.13501150815999097,-112.28668432012098,-0.2866843201209832,0.2866843201209832,-111.98957069044641,0.010429309553586563,0.010429309553586563]
[-111,55.78,-115.04714285714286,-4.047142857142859,4.047142857142859,-110.88081208224001,0.11918791775998727,0.11918791775998727,-111.29476793855068,-0.2947679385506774,0.2947679385506774,-111.00722091890188,-0.0072209189018792586,0.0072209189018792586]
[-110,56.19,-113.9822077922078,-3.9822077922078023,3.9822077922078023,-109.87167711096004,0.12832288903996414,0.12832288903996414,-110.2777843133,-0.2777843133000033,0.2777843133000033,-109.99982826239909,0.00017173760090827273,0.00017173760090827273]
[-109,56.6,-112.9172727272727,-3.917272727272703,3.917272727272703,-108.86218361600002,0.13781638399997576,0.13781638399997576,-109.26052760874639,-0.26052760874638636,0.26052760874638636,-108.9919493923081,0.008050607691899359,0.008050607691899359]
[-108,57,-111.8783116883117,-3.8783116883116975,3.8783116883116975,-107.87696640000003,0.12303359999997099,0.12303359999997099,-108.26781846869999,-0.2678184686999856,0.2678184686999856,-108.0081880453578,-0.008188045357798046,0.008188045357798046]
[-107,57.41,-110.81337662337663,-3.8133766233766266,3.8133766233766266,-106.86676460216002,0.13323539783998228,0.13323539783998228,-107.25002102123209,-0.2500210212320866,0.2500210212320866,-106.99935984542762,0.0006401545723804247,0.0006401545723804247]
[-106,57.82,-109.74844155844154,-3.7484415584415416,3.7484415584415416,-105.85620428064001,0.1437957193599857,0.1437957193599857,-106.23194923431438,-0.23194923431438497,0.23194923431438497,-105.99005664338534,0.00994335661465584,0.00994335661465584]
[-105,58.22,-108.70948051948054,-3.709480519480536,3.709480519480536,-104.86994625824002,0.13005374175997986,0.13005374175997986,-105.23844367754283,-0.2384436775428327,0.2384436775428327,-105.00491627141957,-0.004916271419574514,0.004916271419574514]
[-104,58.63,-107.64454545454544,-3.6445454545454368,3.6445454545454368,-103.85867763384,0.14132236615999716,0.14132236615999716,-104.2198286581524,-0.2198286581523945,0.2198286581523945,-103.99468516204809,0.005314837951914342,0.005314837951914342]
[-103,59.04,-106.57961038961038,-3.57961038961038,3.57961038961038,-102.84705048576002,0.15294951423997816,0.15294951423997816,-103.20093803916534,-0.2009380391653366,0.2009380391653366,-102.98398953293471,0.01601046706528564,0.01601046706528564]
[-102,59.44,-105.54064935064936,-3.5406493506493604,3.5406493506493604,-101.85975165696003,0.14024834303997125,0.14024834303997125,-102.20663240741956,-0.20663240741956201,0.20663240741956201,-101.99750057006972,0.002499429930281849,0.002499429930281849]
[-101,59.85,-104.47571428571428,-3.4757142857142753,3.4757142857142753,-100.84741620600002,0.15258379399998034,0.15258379399998034,-101.18719606640133,-0.18719606640132724,0.18719606640132724,-100.98589704692003,0.014102953079969893,0.014102953079969893]
[-100,60.26,-103.4107792207792,-3.4107792207792045,3.4107792207792045,-99.83472223136003,0.16527776863996735,0.16527776863996735,-100.16748286563961,-0.167482865639613,0.167482865639613,-99.97383878945098,0.026161210549020097,0.026161210549020097]
[-99,60.67,-102.34584415584415,-3.345844155844148,3.345844155844148,-98.82166973304003,0.1783302669599749,0.1783302669599749,-99.14749238164241,-0.14749238164240808,0.14749238164240808,-98.96132893566107,0.03867106433892786,0.03867106433892786]
[-98,61.07,-101.3068831168831,-3.3068831168830997,3.3068831168830997,-97.83298031864001,0.16701968135998868,0.16701968135998868,-98.15211208831924,-0.1521120883192424,0.1521120883192424,-97.97308216498874,0.026917835011261104,0.026917835011261104]
[-97,61.48,-100.24194805194804,-3.241948051948043,3.241948051948043,-96.81921951744002,0.1807804825599817,0.1807804825599817,-97.1315725560776,-0.1315725560776002,0.1315725560776002,-96.95968907145854,0.04031092854145868,0.04031092854145868]
[-96,61.87,-99.22896103896103,-3.2289610389610317,3.2289610389610317,-95.85457774584002,0.1454222541599819,0.1454222541599819,-96.160556952872,-0.16055695287199967,0.16055695287199967,-95.99531892047432,0.004681079525681753,0.004681079525681753]
[-95,62.29,-98.13805194805194,-3.138051948051938,3.138051948051938,-94.81536997176002,0.18463002823997954,0.18463002823997954,-95.11456556624655,-0.11456556624655434,0.11456556624655434,-94.95632131244582,0.04367868755417703,0.04367868755417703]
[-94,62.69,-97.0990909090909,-3.0990909090909042,3.0990909090909042,-93.82529850296002,0.17470149703997606,0.17470149703997606,-94.11811073409807,-0.11811073409806738,0.11811073409806738,-93.96637328152357,0.03362671847642673,0.03362671847642673]
[-93,63.1,-96.03415584415583,-3.0341558441558334,3.0341558441558334,-92.81012109600002,0.18987890399998264,0.18987890399998264,-93.09646814665689,-0.09646814665688908,0.09646814665688908,-92.95124740705003,0.04875259294996681,0.04875259294996681]
[-92,63.5,-94.9951948051948,-2.9951948051947994,2.9951948051947994,-91.81935860000003,0.18064139999997053,0.18064139999997053,-92.0994736262125,-0.09947362621250022,0.09947362621250022,-91.96046454222102,0.03953545777898171,0.03953545777898171]
[-91,63.91,-93.93025974025973,-2.9302597402597286,2.9302597402597286,-90.80347289016001,0.196527109839991,0.196527109839991,-91.07727703181627,-0.07727703181626566,0.07727703181626566,-90.94448808363589,0.0555119163641109,0.0555119163641109]
[-90,64.3,-92.91727272727272,-2.9172727272727172,2.9172727272727172,-89.83680986400005,0.16319013599995458,0.16319013599995458,-90.10468286946131,-0.104682869461314,0.104682869461314,-89.97767538458697,0.02232461541302655,0.02232461541302655]
[-89,64.7,-91.87831168831168,-2.8783116883116833,2.8783116883116833,-88.84502362400002,0.15497637599997915,0.15497637599997915,-89.1068858466457,-0.10688584664569589,0.10688584664569589,-88.98567373583231,0.01432626416769267,0.01432626416769267]
[-88,65.11,-90.81337662337661,-2.8133766233766124,2.8133766233766124,-87.82808857656,0.17191142343999388,0.17191142343999388,-88.08386546294595,-0.08386546294595121,0.08386546294595121,-87.96845516575956,0.03154483424043519,0.03154483424043519]
[-87,65.51,-89.77441558441558,-2.7744155844155785,2.7744155844155785,-86.83561130936002,0.1643886906399814,0.1643886906399814,-87.08552475022515,-0.08552475022514727,0.08552475022514727,-86.97564232289122,0.024357677108781672,0.024357677108781672]
[-86,65.91,-88.73545454545453,-2.7354545454545303,2.7354545454545303,-85.84279279416002,0.15720720583998116,0.15720720583998116,-86.08691495386499,-0.08691495386499071,0.08691495386499071,-85.98243214133294,0.01756785866706423,0.01756785866706423]
[-85,66.31,-87.6964935064935,-2.6964935064934963,2.6964935064934963,-84.84963303096,0.15036696903999314,0.15036696903999314,-85.08803568061103,-0.08803568061102851,0.08803568061102851,-84.98882670099059,0.011173299009413995,0.011173299009413995]
[-84,66.72,-86.63155844155843,-2.6315584415584254,2.6315584415584254,-83.83129012224002,0.16870987775998003,0.16870987775998003,-84.0639043475116,-0.06390434751159546,0.06390434751159546,-83.96997304355068,0.030026956449319187,0.030026956449319187]
[-83,67.12,-85.59259740259739,-2.5925974025973915,2.5925974025973915,-82.83743933184,0.1625606681599976,0.1625606681599976,-83.06447817908328,-0.0644781790832809,0.0644781790832809,-82.9755733683217,0.024426631678295507,0.024426631678295507]
[-82,67.52,-84.55363636363639,-2.553636363636386,2.553636363636386,-81.84324729344004,0.15675270655995632,0.15675270655995632,-82.0647813441667,-0.064781344166704,0.064781344166704,-81.98078442321801,0.019215576781988375,0.019215576781988375]
[-81,67.92,-83.51467532467531,-2.5146753246753093,2.5146753246753093,-80.84871400704002,0.15128599295998413,0.15128599295998413,-81.06481344950737,-0.06481344950736911,0.06481344950736911,-80.985608091469,0.014391908530996034,0.014391908530996034]
[-80,68.33,-82.44974025974025,-2.4497402597402527,2.4497402597402527,-79.82896323704003,0.1710367629599716,0.1710367629599716,-80.03956463676697,-0.03956463676696842,0.03956463676696842,-79.96515223872578,0.03484776127422151,0.03484776127422151]
[-79,68.73,-81.4107792207792,-2.4107792207792045,2.4107792207792045,-78.83373892344001,0.16626107655999078,0.16626107655999078,-79.03904664166411,-0.039046641664114645,0.039046641664114645,-78.96919702788537,0.030802972114628346,0.030802972114628346]
[-78,69.13,-80.3718181818182,-2.371818181818199,2.371818181818199,-77.83817336184002,0.16182663815997955,0.16182663815997955,-78.03825639722402,-0.038256397224017746,0.038256397224017746,-77.97285984952302,0.027140150476981262,0.027140150476981262]
[-77,69.53,-79.33285714285714,-2.3328571428571365,2.3328571428571365,-76.84226655224003,0.15773344775996634,0.15773344775996634,-77.03719351019224,-0.03719351019223893,0.03719351019223893,-76.97614240660079,0.023857593399213783,0.023857593399213783]
[-76,69.93,-78.29389610389609,-2.2938961038960883,2.2938961038960883,-75.84601849464,0.15398150535999378,0.15398150535999378,-76.03585758731434,-0.03585758731433941,0.03585758731433941,-75.97904635971057,0.02095364028943436,0.02095364028943436]
[-75,70.33,-77.25493506493505,-2.2549350649350544,2.2549350649350544,-74.84942918904001,0.1505708109599908,0.1505708109599908,-75.03424823533601,-0.03424823533600829,0.03424823533600829,-74.98157332800065,0.01842667199935022,0.01842667199935022]
[-74,70.73,-76.215974025974,-2.215974025974006,2.215974025974006,-73.85249863544001,0.14750136455998586,0.14750136455998586,-74.03236506100276,-0.03236506100276415,0.03236506100276415,-73.983724890085,0.01627510991500003,0.01627510991500003]
[-73,71.13,-75.177012987013,-2.1770129870130006,2.1770129870130006,-72.85522683384004,0.14477316615996472,0.14477316615996472,-73.03020767106028,-0.030207671060281882,0.030207671060281882,-72.98550258493557,0.014497415064425923,0.014497415064425923]
[-72,71.53,-74.13805194805194,-2.138051948051938,2.138051948051938,-71.85761378424,0.14238621575999844,0.14238621575999844,-72.02777567225408,-0.027775672254080064,0.027775672254080064,-71.98690791275672,0.013092087243279593,0.013092087243279593]
[-71,71.93,-73.09909090909089,-2.09909090909089,2.09909090909089,-70.85965948664001,0.14034051335998754,0.14034051335998754,-71.02506867132979,-0.02506867132979096,0.02506867132979096,-70.9879423358419,0.012057664158106718,0.012057664158106718]
[-70,72.33,-72.06012987012988,-2.0601298701298845,2.0601298701298845,-69.86136394104003,0.13863605895997466,0.13863605895997466,-70.02208627503309,-0.022086275033089464,0.022086275033089464,-69.98860727941394,0.011392720586059113,0.011392720586059113]
[-69,72.73,-71.02116883116881,-2.021168831168808,2.021168831168808,-68.86272714744,0.13727285256000243,0.13727285256000243,-69.01882809010944,-0.018828090109437312,0.018828090109437312,-68.98890413244712,0.011095867552882055,0.011095867552882055]
[-68,73.13,-69.9822077922078,-1.9822077922078023,1.9822077922078023,-67.86374910584004,0.13625089415995717,0.13625089415995717,-68.01529372330454,-0.01529372330453782,0.01529372330453782,-67.9888342484735,0.011165751526505119,0.011165751526505119]
[-67,73.53,-68.94324675324673,-1.9432467532467257,1.9432467532467257,-66.86442981624002,0.13557018375998098,0.13557018375998098,-67.01148278136395,-0.0114827813639522,0.0114827813639522,-66.98839894637058,0.011601053629419766,0.011601053629419766]
[-66,73.93,-67.90428571428569,-1.9042857142856917,1.9042857142856917,-65.86476927864,0.1352307213600028,0.1352307213600028,-66.00739487103326,-0.007394871033255868,0.007394871033255868,-65.98759951113408,0.012400488865921488,0.012400488865921488]
[-65,74.33,-66.86532467532469,-1.8653246753246862,1.8653246753246862,-64.86476749304003,0.1352325069599658,0.1352325069599658,-65.00302959905812,-0.003029599058123722,0.003029599058123722,-64.98643719463294,0.013562805367058672,0.013562805367058672]
[-64,74.73,-65.82636363636361,-1.8263636363636095,1.8263636363636095,-63.86442445944001,0.13557554055999077,0.13557554055999077,-63.9983865721841,0.0016134278158972393,0.0016134278158972393,-63.98491321634819,0.015086783651810265,0.015086783651810265]
[-63,75.13,-64.7874025974026,-1.787402597402604,1.787402597402604,-62.86374017784005,0.1362598221599498,0.1362598221599498,-62.993465397156804,0.006534602843196069,0.006534602843196069,-62.983028764096474,0.016971235903525894,0.016971235903525894]
[-62,75.53,-63.74844155844156,-1.748441558441563,1.748441558441563,-61.86271464824003,0.1372853517599708,0.1372853517599708,-61.988265680721796,0.011734319278204453,0.011734319278204453,-61.980784994736325,0.01921500526367481,0.01921500526367481]
[-61,75.93,-62.70948051948049,-1.7094805194804934,1.7094805194804934,-60.86134787064,0.13865212935999693,0.13865212935999693,-60.98278702962471,0.017212970375290126,0.017212970375290126,-60.97818303486028,0.021816965139720423,0.021816965139720423]
[-60,76.33,-61.67051948051948,-1.6705194805194807,1.6705194805194807,-59.859639845040014,0.14036015495998555,0.14036015495998555,-59.9770290506112,0.02297094938879951,0.02297094938879951,-59.97522398147029,0.02477601852970679,0.02477601852970679]
[-59,76.73,-60.63155844155841,-1.6315584415584112,1.6315584415584112,-58.85759057144002,0.1424094285599793,0.1424094285599793,-58.97099135042675,0.029008649573249556,0.029008649573249556,-58.97190890263886,0.028091097361141237,0.028091097361141237]
[-58,77.13,-59.592597402597406,-1.5925974025974057,1.5925974025974057,-57.85520004984003,0.14479995015997105,0.14479995015997105,-57.96467353581705,0.035326464182951156,0.035326464182951156,-57.96823883815463,0.031761161845366814,0.031761161845366814]
[-57,77.52,-58.57961038961039,-1.5796103896103872,1.5796103896103872,-56.87754073344003,0.12245926655997152,0.12245926655997152,-56.9832435934275,0.01675640657249744,0.01675640657249744,-56.98931970719721,0.010680292802788927,0.010680292802788927]
[-56,77.92,-57.540649350649346,-1.5406493506493462,1.5406493506493462,-55.874476247040036,0.12552375295996399,0.12552375295996399,-55.97637139752018,0.023628602479817573,0.023628602479817573,-55.984951493697736,0.015048506302264286,0.015048506302264286]
[-55,78.32,-56.50168831168833,-1.5016883116883335,1.5016883116883335,-54.87107051264004,0.12892948735996157,0.12892948735996157,-54.96921791725574,0.030782082744259753,0.030782082744259753,-54.98023122679976,0.01976877320024073,0.01976877320024073]
[-54,78.72,-55.462727272727264,-1.462727272727264,1.462727272727264,-53.86732353024002,0.1326764697599785,0.1326764697599785,-53.96178275937975,0.03821724062024856,0.03821724062024856,-53.97515983996513,0.024840160034869996,0.024840160034869996]
[-53,79.11,-54.44974025974025,-1.4497402597402527,1.4497402597402527,-52.888341664560016,0.1116583354399836,0.1116583354399836,-52.97926190225034,0.02073809774965696,0.02073809774965696,-52.99487804240425,0.005121957595747517,0.005121957595747517]
[-52,79.51,-53.41077922077921,-1.4107792207792116,1.4107792207792116,-51.88392071736002,0.11607928263997991,0.11607928263997991,-51.97126927578391,0.028730724216089243,0.028730724216089243,-51.98911583814524,0.010884161854761487,0.010884161854761487]
[-51,79.91,-52.3718181818182,-1.371818181818199,1.371818181818199,-50.87915852216003,0.12084147783996713,0.12084147783996713,-50.962993801774175,0.03700619822582496,0.03700619822582496,-50.98300514367759,0.016994856322412488,0.016994856322412488]
[-50,80.31,-51.33285714285713,-1.3328571428571294,1.3328571428571294,-49.87405507896001,0.1259449210399879,0.1259449210399879,-49.95443508696662,0.04556491303338106,0.04556491303338106,-49.9765467952341,0.023453204765900182,0.023453204765900182]
[-49,80.7,-50.31987012987011,-1.319870129870111,1.319870129870111,-48.89375066400001,0.10624933599999054,0.10624933599999054,-48.970817256773685,0.029182743226314756,0.029182743226314756,-48.99491595638966,0.00508404361033854,0.00508404361033854]
[-48,81.1,-49.2809090909091,-1.2809090909090983,1.2809090909090983,-47.887973256000045,0.11202674399995516,0.11202674399995516,-47.96169798608289,0.038302013917110855,0.038302013917110855,-47.987773358506416,0.012226641493583656,0.012226641493583656]
[-47,81.5,-48.241948051948064,-1.2419480519480643,1.2419480519480643,-46.881854600000025,0.11814539999997464,0.11814539999997464,-46.9522943046625,0.047705695337498355,0.047705695337498355,-46.980285459683444,0.019714540316556395,0.019714540316556395]
[-46,81.89,-47.228961038961046,-1.228961038961046,1.228961038961046,-45.90056035256002,0.09943964743997924,0.09943964743997924,-45.96785150559702,0.03214849440298195,0.03214849440298195,-45.99765301189879,0.0023469881012090354,0.0023469881012090354]
[-45,82.29,-46.189999999999976,-1.1899999999999764,1.1899999999999764,-44.89376773176,0.10623226823999943,0.10623226823999943,-44.95788495767795,0.04211504232205243,0.04211504232205243,-44.98948531890207,0.010514681097930634,0.010514681097930634]
[-44,82.69,-45.151038961038964,-1.1510389610389637,1.1510389610389637,-43.88663386296004,0.11336613703996079,0.11336613703996079,-43.947632829097465,0.052367170902535065,0.052367170902535065,-43.98097448642008,0.019025513579919107,0.019025513579919107]
[-43,83.08,-44.138051948051945,-1.1380519480519453,1.1380519480519453,-42.90434978304003,0.09565021695996734,0.09565021695996734,-42.96236166762589,0.037638332374108074,0.037638332374108074,-42.99734670056898,0.002653299431017331,0.002653299431017331]
[-42,83.48,-43.09909090909091,-1.0990909090909113,1.0990909090909113,-41.896541949440014,0.10345805055998625,0.10345805055998625,-41.95154436193135,0.04845563806865272,0.04845563806865272,-41.98816016310428,0.011839836895717326,0.011839836895717326]
[-41,83.88,-42.06012987012987,-1.0601298701298703,1.0601298701298703,-40.88839286784005,0.11160713215995344,0.11160713215995344,-40.94044030564358,0.059559694356423165,0.059559694356423165,-40.97863246828652,0.021367531713480048,0.021367531713480048]
[-40,84.27,-41.04714285714285,-1.0471428571428518,1.0471428571428518,-39.905118955440045,0.09488104455995483,0.09488104455995483,-39.95433738823237,0.0456626117676322,0.0456626117676322,-39.994015095007086,0.005984904992914153,0.005984904992914153]
[-39,84.67,-40.00818181818181,-1.0081818181818107,1.0081818181818107,-38.89629590904002,0.10370409095997957,0.10370409095997957,-38.94266584421512,0.057334155784879215,0.057334155784879215,-38.98381544168794,0.016184558312062336,0.016184558312062336]
[-38,85.06,-38.99519480519479,-0.9951948051947923,0.9951948051947923,-37.91236488096002,0.08763511903998022,0.08763511903998022,-37.956008878472986,0.04399112152701434,0.04399112152701434,-37.99854405125393,0.0014559487460701348,0.0014559487460701348]
[-37,85.46,-37.95623376623379,-0.9562337662337868,0.9562337662337868,-36.90286786976003,0.09713213023997014,0.09713213023997014,-36.9437683127884,0.05623168721159999,0.05623168721159999,-36.9876747480466,0.012325251953399174,0.012325251953399174]
[-36,85.85,-36.94324675324677,-0.9432467532467683,0.9432467532467683,-35.91827972600003,0.08172027399997006,0.08172027399997006,-35.95655580312584,0.043444196874162344,0.043444196874162344,-36.00175152461773,-0.0017515246177310928,0.0017515246177310928]
[-35,86.25,-35.9042857142857,-0.9042857142856988,0.9042857142856988,-34.90810875000003,0.09189124999996778,0.09189124999996778,-34.943744681835916,0.05625531816408369,0.05625531816408369,-34.9902147447053,0.009785255294701756,0.009785255294701756]
[-34,86.64,-34.89129870129868,-0.8912987012986804,0.8912987012986804,-33.92286349056003,0.07713650943996697,0.07713650943996697,-33.955975132663426,0.0440248673365744,0.0440248673365744,-34.0036417432149,-0.0036417432148994067,0.0036417432148994067]
[-33,87.04,-33.85233766233764,-0.8523376623376393,0.8523376623376393,-32.912018549760006,0.08798145023999382,0.08798145023999382,-32.942591921830285,0.05740807816971483,0.05740807816971483,-32.99143953006242,0.008560469937577864,0.008560469937577864]
[-32,87.43,-32.83935064935063,-0.839350649350628,0.839350649350628,-31.926116174640008,0.07388382535999227,0.07388382535999227,-31.954263837558354,0.04573616244164569,0.04573616244164569,-32.004218681655686,-0.004218681655686396,0.004218681655686396]
[-31,87.83,-31.80038961038962,-0.8003896103896189,0.8003896103896189,-30.914597269040016,0.0854027309599843,0.0854027309599843,-30.940307003244044,0.059692996755956074,0.059692996755956074,-30.991352954455976,0.008647045544023513,0.008647045544023513]
[-30,88.22,-30.7874025974026,-0.7874025974026004,0.7874025974026004,-29.92803777824001,0.07196222175998912,0.07196222175998912,-29.95141888828322,0.04858111171677848,0.04858111171677848,-30.003486071673734,-0.003486071673734159,0.003486071673734159]
[-29,88.62,-29.748441558441534,-0.7484415584415345,0.7484415584415345,-28.915844907840018,0.08415509215998185,0.08415509215998185,-28.936886896549716,0.06311310345028431,0.06311310345028431,-28.98995863053912,0.010041369460878968,0.010041369460878968]
[-28,89.01,-28.735454545454544,-0.7354545454545445,0.7354545454545445,-27.928628301360018,0.07137169863998238,0.07137169863998238,-27.947437255310486,0.05256274468951361,0.05256274468951361,-28.00144741226032,-0.0014474122603189699,0.0014474122603189699]
[-27,89.4,-27.72246753246753,-0.7224675324675296,0.7224675324675296,-26.941087296000013,0.058912703999986604,0.058912703999986604,-26.957709853485582,0.04229014651441787,0.04229014651441787,-27.012618697101004,-0.012618697101004273,0.012618697101004273]
[-26,89.8,-26.68350649350649,-0.6835064935064885,0.6835064935064885,-25.927887744000024,0.07211225599997562,0.07211225599997562,-25.942315909112793,0.05768409088720716,0.05768409088720716,-25.998105979323924,0.0018940206760760248,0.0018940206760760248]
[-25,90.19,-25.670519480519502,-0.670519480519502,0.670519480519502,-24.93968962296002,0.0603103770399791,0.0603103770399791,-24.952024747090988,0.047975252909012056,0.047975252909012056,-25.008635264713007,-0.008635264713007018,0.008635264713007018]
[-24,90.59,-24.631558441558433,-0.6315584415584325,0.6315584415584325,-23.925816106160028,0.07418389383997237,0.07418389383997237,-23.936051820162636,0.06394817983736445,0.06394817983736445,-23.99346483490052,0.0065351650994784904,0.0065351650994784904]
[-23,90.98,-23.618571428571414,-0.6185714285714141,0.6185714285714141,-22.93696086944002,0.06303913055997867,0.06303913055997867,-22.945195402354447,0.05480459764555334,0.05480459764555334,-23.003353556330296,-0.0033535563302962146,0.0033535563302962146]
[-22,91.37,-22.6055844155844,-0.6055844155843992,0.6055844155843992,-21.94778123384002,0.052218766159981556,0.052218766159981556,-21.954059382811067,0.04594061718893272,0.04594061718893272,-22.012926549003254,-0.01292654900325374,0.01292654900325374]
[-21,91.77,-21.566623376623387,-0.5666233766233866,0.5666233766233866,-20.932901035440032,0.06709896455996756,0.06709896455996756,-20.937218789748595,0.06278121025140493,0.06278121025140493,-20.996776330760525,0.0032236692394747024,0.0032236692394747024]
[-20,92.16,-20.55363636363637,-0.5536363636363717,0.5536363636363717,-19.94306428416003,0.0569357158399697,0.0569357158399697,-19.945515280500338,0.05448471949966205,0.05448471949966205,-20.005710722090924,-0.005710722090924492,0.005710722090924492]
[-19,92.55,-19.540649350649353,-0.5406493506493533,0.5406493506493533,-18.952903134000024,0.047096865999975535,0.047096865999975535,-18.953531066696375,0.04646893330362545,0.04646893330362545,-19.01433030186891,-0.0143303018689096,0.0143303018689096]
[-18,92.95,-18.501688311688316,-0.5016883116883157,0.5016883116883157,-17.93701625400003,0.06298374599996848,0.06298374599996848,-17.935819385203253,0.06418061479674719,0.06418061479674719,-17.9972031422098,0.0027968577902015568,0.0027968577902015568]
[-17,93.34,-17.488701298701297,-0.4887012987012973,0.4887012987012973,-16.94619798816003,0.05380201183997002,0.05380201183997002,-16.94326544777593,0.05673455222407142,0.05673455222407142,-17.005185877409872,-0.005185877409871864,0.005185877409871864]
[-16,93.73,-16.475714285714282,-0.4757142857142824,0.4757142857142824,-15.955055323440027,0.04494467655997347,0.04494467655997347,-15.950429702972373,0.04957029702762661,0.04957029702762661,-16.01285461971986,-0.012854619719860239,0.012854619719860239]
[-15,94.12,-15.462727272727262,-0.4627272727272622,0.4627272727272622,-14.963588259840023,0.03641174015997706,0.03641174015997706,-14.95731178630104,0.04268821369896081,0.04268821369896081,-15.020209619055606,-0.020209619055606254,0.020209619055606254]
[-14,94.52,-14.423766233766251,-0.42376623376625133,0.42376623376625133,-13.946361981440033,0.05363801855996719,0.05363801855996719,-13.93843580840687,0.061564191593129536,0.061564191593129536,-14.001786520695617,-0.0017865206956173552,0.0017865206956173552]
[-13,94.91,-13.410779220779235,-0.4107792207792347,0.4107792207792347,-12.954237802160032,0.045762197839968266,0.045762197839968266,-12.944745195864725,0.05525480413527539,0.05525480413527539,-13.008506714643232,-0.008506714643232272,0.008506714643232272]
[-12,95.3,-12.397792207792218,-0.397792207792218,0.397792207792218,-11.961789224000027,0.03821077599997302,0.03821077599997302,-11.950771308634305,0.04922869136569474,0.04922869136569474,-12.01491386214127,-0.014913862141270329,0.014913862141270329]
[-11,95.69,-11.384805194805201,-0.38480519480520137,0.38480519480520137,-10.969016246960024,0.030983753039976136,0.030983753039976136,-10.95651378222409,0.043486217775910774,0.043486217775910774,-11.021008174334526,-0.02100817433452562,0.02100817433452562]
[-10,96.09,-10.345844155844132,-0.34584415584413186,0.34584415584413186,-9.950450570160031,0.049549429839968795,0.049549429839968795,-9.936467449598938,0.06353255040106198,0.06353255040106198,-10.00129296658335,-0.0012929665833496529,0.0012929665833496529]
[-9,96.48,-9.332857142857144,-0.33285714285714363,0.33285714285714363,-8.957020477440029,0.04297952255997117,0.04297952255997117,-8.941634255070399,0.05836574492960089,0.05836574492960089,-9.006754196306531,-0.006754196306530957,0.006754196306530957]
[-8,96.87,-8.319870129870127,-0.319870129870127,0.319870129870127,-7.9632659858400245,0.03673401415997546,0.03673401415997546,-7.946516318541546,0.05348368145845406,0.05348368145845406,-8.01190317451477,-0.011903174514770853,0.011903174514770853]
[-7,97.26,-7.306883116883112,-0.3068831168831121,0.3068831168831121,-6.969187095360024,0.030812904639976324,0.030812904639976324,-6.951113275520848,0.048886724479151766,0.048886724479151766,-7.0167400765466255,-0.01674007654662546,0.01674007654662546]
[-6,97.65,-6.293896103896095,-0.29389610389609544,0.29389610389609544,-5.974783806000021,0.025216193999979097,0.025216193999979097,-5.9554247615167775,0.044575238483222535,0.044575238483222535,-6.021265069275074,-0.02126506927507421,0.02126506927507421]
[-5,98.04,-5.280909090909079,-0.2809090909090788,0.2809090909090788,-4.980056117760016,0.01994388223998378,0.01994388223998378,-4.959450412037779,0.040549587962220635,0.040549587962220635,-5.0254783112697226,-0.025478311269722553,0.025478311269722553]
[-4,98.44,-4.241948051948067,-0.241948051948067,0.241948051948067,-3.9594856089600263,0.040514391039973674,0.040514391039973674,-3.937640953749626,0.06235904625037403,0.06235904625037403,-4.003834873382857,-0.0038348733828570403,0.0038348733828570403]
[-3,98.83,-3.2289610389610504,-0.22896103896105036,0.22896103896105036,-2.964100805040024,0.035899194959975844,0.035899194959975844,-2.9410864872468743,0.05891351275312573,0.05891351275312573,-3.007417072901916,-0.007417072901915844,0.007417072901915844]
[-2,99.22,-2.2159740259740333,-0.21597402597403326,0.21597402597403326,-1.9683916022400219,0.031608397759978146,0.031608397759978146,-1.9442450824487059,0.055754917551294136,0.055754917551294136,-2.0106879524997225,-0.010687952499722542,0.010687952499722542]
[-1,99.61,-1.2029870129870166,-0.2029870129870166,0.2029870129870166,-0.9723580005600194,0.02764199943998058,0.02764199943998058,-0.947116374863592,0.052883625136407986,0.052883625136407986,-1.0136476388933886,-0.013647638893388603,0.013647638893388603]
[0,100,-0.19,-0.19,0.19,0.023999999999984922,0.023999999999984922,0.023999999999984922,0.05029999999999579,0.05029999999999579,0.05029999999999579,-0.01629625126065548,-0.01629625126065548,0.01629625126065548]
[1,100.39,0.8229870129870167,-0.1770129870129833,0.1770129870129833,1.0206823994399858,0.020682399439985844,0.020682399439985844,1.0480044066336103,0.048004406633610275,0.048004406633610275,0.9813660986183095,-0.01863390138169052,0.01863390138169052]
[2,100.78,1.8359740259740334,-0.16402597402596664,0.16402597402596664,2.0176891977599904,0.01768919775999045,0.01768919775999045,2.0459972095287258,0.04599720952872577,0.04599720952872577,1.9793393062221298,-0.020660693777870165,0.020660693777870165]
[3,101.17,2.8489610389610505,-0.15103896103894954,0.15103896103894954,3.015020394959963,0.015020394959963213,0.015020394959963213,3.0442787731768934,0.04427877317689344,0.04427877317689344,2.9776232741529327,-0.02237672584706729,0.02237672584706729]
[4,101.56,3.8619480519480667,-0.13805194805193333,0.13805194805193333,4.012675991039966,0.012675991039966306,0.012675991039966306,4.042849462069646,0.042849462069646016,0.042849462069646016,3.9762179120040173,-0.023782087995982693,0.023782087995982693]
[5,101.95,4.874935064935083,-0.12506493506491712,0.12506493506491712,5.010655985999968,0.010655985999967754,0.010655985999967754,5.041709640698507,0.04170964069850669,0.04170964069850669,4.975123136230025,-0.024876863769975444,0.024876863769975444]
[6,102.34,5.8879220779221,-0.11207792207789957,0.11207792207789957,6.008960379839973,0.008960379839972887,0.008960379839972887,6.040859673555005,0.04085967355500486,0.04085967355500486,5.974338870020688,-0.025661129979312136,0.025661129979312136]
[7,102.73,6.900909090909117,-0.09909090909088292,0.09909090909088292,7.007589172559975,0.0075891725599746,0.0075891725599746,7.040299925130667,0.04029992513066727,0.04029992513066727,6.973865043176886,-0.026134956823113953,0.026134956823113953]
[8,103.12,7.913896103896133,-0.08610389610386715,0.08610389610386715,8.006542364159978,0.00654236415997822,0.00654236415997822,8.040030759917022,0.04003075991702154,0.04003075991702154,7.973701591989851,-0.026298408010148933,0.026298408010148933]
[9,103.51,8.92688311688315,-0.07311688311684961,0.07311688311684961,9.00581995463998,0.005819954639980196,0.005819954639980196,9.040052542405595,0.040052542405595304,0.040052542405595304,8.973848459122735,-0.026151540877265234,0.026151540877265234]
[10,103.9,9.939870129870167,-0.06012987012983295,0.06012987012983295,10.005421943999982,0.005421943999982304,0.005421943999982304,10.040365637087914,0.04036563708791441,0.04036563708791441,9.974305593494734,-0.025694406505266443,0.025694406505266443]
[11,104.29,10.952857142857185,-0.04714285714281452,0.04714285714281452,11.005348332239986,0.00534833223998632,0.00534833223998632,11.040970408455507,0.04097040845550737,0.04097040845550737,10.975072950168908,-0.024927049831092063,0.024927049831092063]
[12,104.68,11.965844155844202,-0.034155844155797865,0.034155844155797865,12.005599119359989,0.005599119359988691,0.005599119359988691,12.041867220999904,0.041867220999904475,0.041867220999904475,11.97615049024023,-0.023849509759770626,0.023849509759770626]
[13,105.07,12.97883116883116,-0.02116883116883983,0.02116883116883983,13.006174305359961,0.0061743053599609965,0.0061743053599609965,13.043056439212599,0.04305643921259872,0.04305643921259872,12.977538180728573,-0.02246181927142743,0.02246181927142743]
[14,105.46,13.991818181818177,-0.008181818181823175,0.008181818181823175,14.007073890239964,0.007073890239963632,0.007073890239963632,14.044538427585179,0.04453842758517901,0.04453842758517901,13.979235994472106,-0.02076400552789437,0.02076400552789437]
[15,105.85,15.004805194805193,0.00480519480519348,0.00480519480519348,15.008297873999965,0.008297873999964622,0.008297873999964622,15.04631355060917,0.046313550609170306,0.046313550609170306,14.981243910024716,-0.018756089975283885,0.018756089975283885]
[16,106.24,16.01779220779221,0.01779220779220836,0.01779220779220836,16.009846256639968,0.009846256639967521,0.009846256639967521,16.048382172776048,0.04838217277604784,0.04838217277604784,15.983561911554034,-0.01643808844596606,0.01643808844596606]
[17,106.63,17.030779220779227,0.03077922077922679,0.03077922077922679,17.01171903815997,0.011719038159970552,0.011719038159970552,17.050744658577358,0.05074465857735788,0.05074465857735788,16.986189988742808,-0.013810011257191945,0.013810011257191945]
[18,107.02,18.04376623376624,0.04376623376624167,0.04376623376624167,18.013916218559974,0.013916218559973714,0.013916218559973714,18.053401372504638,0.053401372504637834,0.053401372504637834,17.989128136692386,-0.010871863307613694,0.010871863307613694]
[19,107.4,19.030779220779237,0.03077922077923745,0.03077922077923745,18.99072806399999,-0.009271936000011749,0.009271936000011749,19.030632295898414,0.030632295898413986,0.030632295898413986,18.966648169139432,-0.03335183086056759,0.03335183086056759]
[20,107.79,20.043766233766252,0.04376623376625233,0.04376623376625233,19.993565724239993,-0.006434275760007324,0.006434275760007324,20.03387099199629,0.03387099199629162,0.03387099199629162,19.97019851431503,-0.02980148568497043,0.02980148568497043]
[21,108.18,21.05675324675327,0.05675324675327076,0.05675324675327076,20.996727783359994,-0.00327221664000632,0.00327221664000632,21.03740500034872,0.03740500034871985,0.03740500034871985,20.97405894678832,-0.02594105321168172,0.02594105321168172]
[22,108.57,22.06974025974023,0.0697402597402288,0.0697402597402288,22.000214241359963,0.00021424135996284122,0.00021424135996284122,22.041234685447293,0.04123468544729292,0.04123468544729292,21.978229482279403,-0.021770517720597127,0.021770517720597127]
[23,108.96,23.082727272727244,0.08272727272724367,0.08272727272724367,23.004025098239968,0.004025098239967662,0.004025098239967662,23.045360411783584,0.04536041178358374,0.04536041178358374,22.98271014147548,-0.017289858524520696,0.017289858524520696]
[24,109.35,24.095714285714262,0.0957142857142621,0.0957142857142621,24.00816035399994,0.00816035399994064,0.00816035399994064,24.049782543849012,0.049782543849012484,0.049782543849012484,23.987500949946252,-0.012499050053747851,0.012499050053747851]
[25,109.73,25.082727272727254,0.08272727272725433,0.08272727272725433,24.986860580559956,-0.013139419440044264,0.013139419440044264,25.02873571281438,0.02873571281438103,0.02873571281438103,24.9668262428782,-0.03317375712180137,0.03317375712180137]
[26,110.12,26.095714285714273,0.09571428571427276,0.09571428571427276,25.991636316159962,-0.00836368384003805,0.00836368384003805,26.033744126420856,0.033744126420856446,0.033744126420856446,25.972229491023995,-0.02777050897600475,0.02777050897600475]
[27,110.51,27.108701298701288,0.10870129870128764,0.10870129870128764,26.99673645063996,-0.003263549360038809,0.003263549360038809,27.039050029885228,0.0390500298852281,0.0390500298852281,26.977942992551448,-0.022057007448552213,0.022057007448552213]
[28,110.9,28.121688311688306,0.12168831168830607,0.12168831168830607,28.002160983999964,0.0021609839999641167,0.0021609839999641167,28.04465378769891,0.04465378769890904,0.04465378769890904,27.983966791631644,-0.016033208368355645,0.016033208368355645]
[29,111.28,29.1087012987013,0.1087012987012983,0.1087012987012983,28.982117429759978,-0.01788257024002249,0.01788257024002249,29.02475967769658,0.024759677696579274,0.024759677696579274,28.96449362009531,-0.035506379904688856,0.035506379904688856]
[30,111.67,30.121688311688317,0.12168831168831673,0.12168831168831673,29.98818244295998,-0.0118175570400183,0.0118175570400183,30.030952577147545,0.030952577147544957,0.030952577147544957,29.971130205011832,-0.028869794988167996,0.028869794988167996]
[31,112.06,31.13467532467533,0.1346753246753316,0.1346753246753316,30.994571855039982,-0.0054281449600175335,0.0054281449600175335,31.037444415076582,0.037444415076581805,0.037444415076581805,30.978077245092265,-0.021922754907734543,0.021922754907734543]
[32,112.45,32.147662337662354,0.1476623376623536,0.1476623376623536,32.00128566599999,0.001285665999986918,0.001285665999986918,32.044235555975156,0.04423555597515616,0.04423555597515616,31.985334801905083,-0.014665198094917287,0.014665198094917287]
[33,112.83,33.13467532467535,0.13467532467534937,0.13467532467534937,32.98249833095994,-0.017501669040058232,0.017501669040058232,33.0254997767177,0.02549977671770165,0.02549977671770165,32.96706398042829,-0.03293601957170722,0.03293601957170722]
[34,113.22,34.14766233766236,0.1476623376623607,0.1476623376623607,33.989852621759944,-0.01014737824005607,0.01014737824005607,34.03288291934979,0.03288291934978815,0.03288291934978815,33.97493480578862,-0.025065194211379094,0.025065194211379094]
[35,113.61,35.16064935064932,0.1606493506493223,0.1606493506493223,34.99753131143994,-0.0024686885600573305,0.0024686885600573305,35.04056644908002,0.04056644908001772,0.04056644908001772,34.98311635556587,-0.01688364443413093,0.01688364443413093]
[36,113.99,36.14766233766232,0.14766233766231807,0.14766233766231807,35.97968411463996,-0.020315885360041364,0.020315885360041364,36.02270121967719,0.022701219677188078,0.022701219677188078,35.9657460462243,-0.034253953775703394,0.034253953775703394]
[37,114.38,37.16064935064934,0.1606493506493365,0.1606493506493365,36.98800328415996,-0.011996715840041361,0.011996715840041361,37.03097889160012,0.030978891600121017,0.030978891600121017,36.97454130991298,-0.02545869008702084,0.02545869008702084]
[38,114.77,38.17363636363635,0.17363636363634782,0.17363636363634782,37.99664685255996,-0.0033531474400376737,0.0033531474400376737,38.03955803474982,0.039558034749816784,0.039558034749816784,37.98364754110156,-0.016352458898438726,0.016352458898438726]
[39,115.15,39.160649350649344,0.1606493506493436,0.1606493506493436,38.979739793999975,-0.02026020600002454,0.02026020600002454,39.02256649710759,0.022566497107590067,0.022566497107590067,38.96717844819631,-0.03282155180369273,0.03282155180369273]
[40,115.54,40.17363636363636,0.17363636363636203,0.17363636363636203,39.98902384223998,-0.01097615776001959,0.01097615776001959,40.03174192290911,0.03174192290911293,0.03174192290911293,39.97689890689236,-0.02310109310764119,0.02310109310764119]
[41,115.93,41.18662337662337,0.18662337662337336,0.18662337662337336,40.99863228935998,-0.0013677106400180605,0.0013677106400180605,41.041219904066054,0.041219904066053914,0.041219904066053914,40.98693060991428,-0.013069390085718169,0.013069390085718169]
[42,116.31,42.17363636363637,0.17363636363636914,0.17363636363636914,41.98266536903999,-0.017334630960007757,0.017334630960007757,42.02510520009045,0.025105200090450808,0.025105200090450808,41.9713635355472,-0.0286364644528021,0.0286364644528021]
[43,116.7,43.18662337662339,0.18662337662338757,0.18662337662338757,42.992914295999995,-0.0070857040000049665,0.0070857040000049665,43.03518160435833,0.0351816043583284,0.0351816043583284,42.982010044737024,-0.01798995526297631,0.01798995526297631]
[44,117.08,44.17363636363638,0.17363636363638335,0.17363636363638335,43.97757143295995,-0.022428567040051917,0.022428567040051917,44.01965067150656,0.01965067150656097,0.01965067150656097,43.967042212902925,-0.0329577870970752,0.0329577870970752]
[45,117.47,45.186623376623395,0.18662337662339468,0.18662337662339468,44.98846083975995,-0.011539160240047863,0.011539160240047863,45.03032691970733,0.030326919707327704,0.030326919707327704,44.9783039468345,-0.021696053165499052,0.021696053165499052]
[46,117.85,46.173636363636334,0.1736363636363336,0.1736363636363336,45.97374203399997,-0.026257966000031274,0.026257966000031274,46.015381142370174,0.015381142370173961,0.015381142370173961,45.96393577839774,-0.03606422160225975,0.03606422160225975]
[47,118.24,47.18662337662335,0.18662337662335204,0.18662337662335204,46.985271920639974,-0.014728079360025959,0.014728079360025959,47.02665865532578,0.026658655325782377,0.026658655325782377,46.97581318217357,-0.024186817826432616,0.024186817826432616]
[48,118.62,48.173636363636405,0.17363636363640467,0.17363636363640467,47.97117717215998,-0.028822827840016885,0.028822827840016885,48.01229941789385,0.012299417893849807,0.012299417893849807,47.96204512345696,-0.03795487654303997,0.03795487654303997]
[49,119.01,49.186623376623416,0.186623376623416,0.186623376623416,48.98334753863999,-0.016652461360010307,0.016652461360010307,49.024179616426416,0.024179616426415862,0.024179616426415862,48.97453866791585,-0.02546133208414858,0.02546133208414858]
[50,119.4,50.19961038961038,0.19961038961037758,0.19961038961037758,49.99584230399999,-0.0041576960000071495,0.0041576960000071495,50.03636561335445,0.0363656133544481,0.0363656133544481,49.98734447125213,-0.012655528747870903,0.012655528747870903]
[51,119.78,51.18662337662337,0.18662337662337336,0.18662337662337336,50.98268769375994,-0.01731230624005775,0.01731230624005775,51.02289260822178,0.022892608221781074,0.022892608221781074,50.974481370901344,-0.025518629098655765,0.025518629098655765]
[52,120.16,52.17363636363636,0.17363636363636203,0.17363636363636203,51.96984105983996,-0.03015894016004239,0.03015894016004239,52.00971060377231,0.009710603772312254,0.009710603772312254,51.96191496867647,-0.0380850313235328,0.0380850313235328]
[53,120.55,53.18662337662338,0.18662337662338047,0.18662337662338047,52.98329238599996,-0.016707614000040394,0.016707614000040394,53.022800435924665,0.022800435924665408,0.022800435924665408,52.975642306192526,-0.02435769380747388,0.02435769380747388]
[54,120.93,54.173636363636376,0.17363636363637625,0.17363636363637625,53.971069809359975,-0.028930190640025444,0.028930190640025444,54.01020912455244,0.010209124552439164,0.010209124552439164,53.96367749799515,-0.03632250200485032,0.03632250200485032]
[55,121.32,55.18662337662333,0.18662337662333073,0.18662337662333073,54.98516161535997,-0.01483838464002929,0.01483838464002929,55.02390590474763,0.02390590474762888,0.02390590474762888,54.9780225356771,-0.021977464322901596,0.021977464322901596]
[56,121.7,56.17363636363638,0.17363636363638335,0.17363636363638335,55.97356309599999,-0.026436904000007644,0.026436904000007644,56.01190667084332,0.011906670843316647,0.011906670843316647,55.96665986239924,-0.033340137600760045,0.033340137600760045]
[57,122.09,57.1866233766234,0.18662337662340178,0.18662337662340178,56.98829538183999,-0.011704618160010227,0.011704618160010227,57.026211819903466,0.026211819903465994,0.026211819903465994,56.98162316672642,-0.018376833273578086,0.018376833273578086]
[58,122.47,58.17363636363634,0.17363636363634072,0.17363636363634072,57.97732091975995,-0.02267908024005294,0.02267908024005294,58.01480604785766,0.014806047857661042,0.014806047857661042,57.97086319122815,-0.02913680877185243,0.02913680877185243]
[59,122.86,59.18662337662335,0.18662337662335204,0.18662337662335204,58.992693685439946,-0.007306314560054261,0.007306314560054261,59.02972098660472,0.029720986604722555,0.029720986604722555,58.98644535090665,-0.01355464909335069,0.01355464909335069]
[60,123.24,60.17363636363635,0.17363636363634782,0.17363636363634782,59.98234328063997,-0.017656719360033435,0.017656719360033435,60.01891006080822,0.01891006080821711,0.01891006080821711,59.976288657399664,-0.02371134260033614,0.02371134260033614]
[61,123.62,61.160649350649344,0.1606493506493436,0.1606493506493436,60.972300852159975,-0.027699147840024807,0.027699147840024807,61.00839320568449,0.008393205684491534,0.008393205684491534,60.96642990915194,-0.03357009084805895,0.03357009084805895]
[62,124.01,62.17363636363636,0.17363636363636203,0.17363636363636203,61.98863017863998,-0.011369821360020183,0.011369821360020183,62.024221514907545,0.024221514907544872,0.024221514907544872,61.98293747619721,-0.017062523802792384,0.017062523802792384]
[63,124.39,63.16064935064935,0.1606493506493507,0.1606493506493507,62.979211807439995,-0.02078819256000486,0.02078819256000486,63.01430157362952,0.014301573629516895,0.014301573629516895,62.973682920943475,-0.026317079056525472,0.026317079056525472]
[64,124.77,64.14766233766234,0.14766233766233938,0.14766233766233938,63.97010141255994,-0.029898587440058577,0.029898587440058577,64.00467672339654,0.00467672339654257,0.00467672339654257,63.964726771623305,-0.03527322837669544,0.03527322837669544]
[65,125.17,65.18662337662339,0.18662337662338757,0.18662337662338757,65.01347581895999,0.013475818959989283,0.013475818959989283,65.04749604810816,0.047496048108158107,0.047496048108158107,65.00825337518006,0.008253375180061084,0.008253375180061084]
[66,125.55,66.17363636363638,0.17363636363637625,0.17363636363637625,66.00499758599994,0.004997585999944931,0.004997585999944931,66.0384779674034,0.03847796740339504,0.03847796740339504,65.99991023768308,-8.97623169180406e-05,8.97623169180406e-05]
[67,125.93,67.16064935064938,0.16064935064937913,0.16064935064937913,66.99682732935997,-0.003172670640026354,0.003172670640026354,67.02975600698876,0.02975600698876235,0.02975600698876235,66.99186599256188,-0.008134007438115987,0.008134007438115987]
[68,126.32,68.17363636363633,0.1736363636363336,0.1736363636363336,68.01507809535997,0.015078095359967847,0.015078095359967847,68.04742857622522,0.047428576225215124,0.047428576225215124,68.0102368125032,0.010236812503194415,0.010236812503194415]
[69,126.7,69.16064935064938,0.16064935064937913,0.16064935064937913,69.00753189599999,0.007531895999989047,0.007531895999989047,69.0393076828283,0.03930768282829433,0.03930768282829433,69.00279872276701,0.002798722767010986,0.002798722767010986]
[70,127.08,70.14766233766233,0.14766233766232517,0.14766233766232517,70.00029367296,0.0002936729599980481,0.0002936729599980481,70.03148393009378,0.03148393009378481,0.03148393009378481,69.99566002837582,-0.004339971624176542,0.004339971624176542]
[71,127.46,71.13467532467531,0.13467532467531385,0.13467532467531385,70.99336342623995,-0.0066365737600477814,0.0066365737600477814,71.02395765518816,0.023957655188155513,0.023957655188155513,70.9888208999248,-0.011179100075196402,0.011179100075196402]
[72,127.85,72.14766233766233,0.14766233766232517,0.14766233766232517,72.01288683399994,0.012886833999942837,0.012886833999942837,72.04285878693764,0.04285878693764289,0.04285878693764289,72.0084292597229,0.008429259722902316,0.008429259722902316]
[73,128.23,73.13467532467533,0.13467532467532806,0.13467532467532806,73.00658064455996,0.006580644559960547,0.006580644559960547,73.03593632985196,0.03593632985196393,0.03593632985196393,73.00219767830004,0.002197678300035477,0.002197678300035477]
[74,128.61,74.12168831168837,0.12168831168837357,0.12168831168837357,74.00058243143998,0.0005824314399802688,0.0005824314399802688,74.02931237096753,0.029312370967531365,0.029312370967531365,73.99626619200137,-0.0037338079986284356,0.0037338079986284356]
[75,128.99,75.1087012987013,0.1087012987013054,0.1087012987013054,74.99489219463999,-0.0051078053600122075,0.0051078053600122075,75.0229872474507,0.022987247450700465,0.022987247450700465,74.99063497986316,-0.009365020136840485,0.009365020136840485]
[76,129.38,76.12168831168833,0.12168831168833094,0.12168831168833094,76.01568824415993,0.015688244159932196,0.015688244159932196,76.0431225514319,0.043122551431906686,0.043122551431906686,76.01148378840918,0.011483788409179851,0.011483788409179851]
[77,129.76,77.10870129870126,0.10870129870126277,0.10870129870126277,77.01062206463995,0.010622064639946416,0.010622064639946416,77.03740399653721,0.03740399653720772,0.03740399653720772,77.00646158382415,0.006461583824147965,0.006461583824147965]
[78,130.14,78.09571428571425,0.09571428571425145,0.09571428571425145,78.00586386143996,0.005863861439962648,0.005863861439962648,78.0319852973825,0.031985297382504996,0.031985297382504996,78.0017402074904,0.0017402074903998255,0.0017402074903998255]
[79,130.52,79.08272727272731,0.08272727272731117,0.08272727272731117,79.00141363455998,0.001413634559980892,0.001413634559980892,79.0268667911343,0.02686679113429591,0.02686679113429591,78.9973198464703,-0.002680153529695417,0.002680153529695417]
[80,130.9,80.0697402597403,0.06974025974029985,0.06974025974029985,79.99727138399999,-0.002728616000013062,0.002728616000013062,80.02204881495895,0.022048814958949947,0.022048814958949947,79.99320068975834,-0.006799310241660805,0.006799310241660805]
[81,131.28,81.05675324675323,0.05675324675323168,0.05675324675323168,80.99343710976,-0.006562890240005004,0.006562890240005004,81.01753170602296,0.0175317060229645,0.0175317060229645,80.98938292825852,-0.010617071741478412,0.010617071741478412]
[82,131.67,82.06974025974026,0.06974025974025722,0.06974025974025722,82.01613796295995,0.016137962959945185,0.016137962959945185,82.03952471669692,0.03952471669691704,0.03952471669691704,82.01209408781608,0.0120940878160809,0.0120940878160809]
[83,132.05,83.05675324675325,0.05675324675324589,0.05675324675324589,83.01292774600002,0.012927746000016782,0.012927746000016782,83.03561829359704,0.035618293597039496,0.035618293597039496,83.00888764127069,0.008887641270689528,0.008887641270689528]
[84,132.43,84.04376623376625,0.043766233766248774,0.043766233766248774,84.01002550535998,0.010025505359976705,0.010025505359976705,84.03201375810879,0.03201375810878915,0.03201375810878915,84.00598317907446,0.005983179074462441,0.005983179074462441]
[85,132.81,85.03077922077924,0.03077922077923745,0.03077922077923745,85.00743124103998,0.007431241039981273,0.007431241039981273,85.02871144739866,0.02871144739866338,0.02871144739866338,85.00338089959251,0.003380899592514197,0.003380899592514197]
[86,133.19,86.01779220779223,0.017792207792226122,0.017792207792226122,86.00514495303995,0.0051449530399452215,0.0051449530399452215,86.02571169863329,0.025711698633287483,0.025711698633287483,86.00108100298843,0.0010810029884282812,0.0010810029884282812]
[87,133.57,87.00480519480516,0.004805194805157953,0.004805194805157953,87.00316664135995,0.0031666413599538146,0.0031666413599538146,87.02301484897906,0.023014848979059366,0.023014848979059366,86.99908369120362,-0.0009163087963770522,0.0009163087963770522]
[88,133.95,87.99181818181816,-0.008181818181839162,0.008181818181839162,88.00149630599996,0.0014963059999644202,0.0014963059999644202,88.02062123560249,0.02062123560249063,0.02062123560249063,87.9973891679378,-0.002610832062202917,0.002610832062202917]
[89,134.33,88.9788311688312,-0.021168831168793645,0.021168831168793645,89.00013394695998,0.0001339469599770382,0.0001339469599770382,89.01853119567008,0.01853119567007866,0.01853119567007866,88.99599763862818,-0.004002361371817642,0.004002361371817642]
[90,134.71,89.96584415584421,-0.03415584415579076,0.03415584415579076,89.99907956423999,-0.0009204357600083313,0.0009204357600083313,90.01674506634829,0.016745066348292426,0.016745066348292426,89.99490931042976,-0.005090689570238283,0.005090689570238283]
[91,135.09,90.95285714285714,-0.04714285714285893,0.04714285714285893,90.99833315784001,-0.0016668421599916883,0.0016668421599916883,91.01526318480364,0.015263184803643526,0.015263184803643526,90.99412439219702,-0.005875607802977356,0.005875607802977356]
[92,135.47,91.93987012987013,-0.060129870129870255,0.060129870129870255,91.99789472775996,-0.002105272240044087,0.002105272240044087,92.01408588820262,0.014085888202615138,0.014085888202615138,91.9936430944644,-0.0063569055355969795,0.0063569055355969795]
[93,135.85,92.92688311688313,-0.07311688311686737,0.07311688311686737,92.99776427399996,-0.00223572600003763,0.00223572600003763,93.01321351371163,0.013213513711633595,0.013213513711633595,92.99346562942742,-0.006534370572580883,0.006534370572580883]
[94,136.23,93.91389610389606,-0.08610389610393554,0.08610389610393554,93.99794179655993,-0.002058203440071793,0.002058203440071793,94.01264639849732,0.012646398497324185,0.012646398497324185,93.9935922109255,-0.0064077890745011246,0.0064077890745011246]
[95,136.61,94.90090909090911,-0.09909090909089002,0.09909090909089002,94.99842729544,-0.0015727045600044676,0.0015727045600044676,95.01238487972617,0.012384879726170084,0.012384879726170084,94.99402305442334,-0.005976945576662729,0.005976945576662729]
[96,136.99,95.88792207792211,-0.11207792207788714,0.11207792207788714,95.99922077064001,-0.0007792293599919731,0.0007792293599919731,96.01242929456454,0.012429294564540783,0.012429294564540783,95.9947583769935,-0.005241623006497775,0.005241623006497775]
[97,137.37,96.8749350649351,-0.12506493506489846,0.12506493506489846,97.00032222215997,0.0003222221599656905,0.0003222221599656905,97.01277998017893,0.01277998017893367,0.01277998017893367,96.99579839729938,-0.004201602700618423,0.004201602700618423]
[98,137.75,97.86194805194803,-0.13805194805196663,0.13805194805196663,98.00173164999998,0.00173164999998221,0.00173164999998221,98.01343727373595,0.01343727373594561,0.01343727373594561,97.9971433355787,-0.0028566644213015024,0.0028566644213015024]
[99,138.13,98.84896103896104,-0.15103896103896375,0.15103896103896375,99.00344905415993,0.0034490541599296876,0.0034490541599296876,99.01440151240203,0.014401512402031358,0.014401512402031358,98.99879341362572,-0.001206586374280505,0.001206586374280505]
[100,138.51,99.83597402597402,-0.16402597402597507,0.16402597402597507,100.00547443463995,0.005474434639950232,0.005474434639950232,100.0156730333436,0.015673033343603038,0.015673033343603038,100.00074885477676,0.0007488547767593445,0.0007488547767593445]
[101,138.89,100.82298701298696,-0.17701298701304324,0.17701298701304324,101.00780779143996,0.007807791439958578,0.007807791439958578,101.01725217372726,0.017252173727257514,0.017252173727257514,101.00300988389279,0.003009883892787002,0.003009883892787002]
[102,139.27,101.81000000000002,-0.18999999999998352,0.18999999999998352,102.01044912455998,0.010449124559983147,0.010449124559983147,102.01913927071953,0.019139270719534807,0.019139270719534807,102.00557672734413,0.005576727344134724,0.005576727344134724]
[103,139.65,102.797012987013,-0.20298701298699484,0.20298701298699484,103.01339843399998,0.013398433999981307,0.013398433999981307,103.02133466148676,0.021334661486761775,0.021334661486761775,103.00844961299572,0.00844961299571878,0.00844961299571878]
[104,140.03,103.784025974026,-0.21597402597400617,0.21597402597400617,104.01665571976,0.01665571975999569,0.01665571975999569,104.02383868319544,0.023838683195435806,0.023838683195435806,104.01162877019112,0.011628770191123294,0.011628770191123294]
[105,140.39,104.7190909090909,-0.28090909090910543,0.28090909090910543,104.96739407943991,-0.03260592056008704,0.03260592056008704,104.97386433370674,-0.02613566629325703,0.02613566629325703,104.96229174993982,-0.037708250060177306,0.037708250060177306]
[106,140.77,105.70610389610394,-0.2938961038960599,0.2938961038960599,105.97125110855998,-0.028748891440017132,0.028748891440017132,105.97697034116727,-0.02302965883272634,0.02302965883272634,105.96606799435625,-0.03393200564374865,0.03393200564374865]
[107,141.15,106.69311688311687,-0.3068831168831281,0.3068831168831281,106.975416114,-0.024583886000002053,0.024583886000002053,106.98038597332311,-0.019614026676890717,0.019614026676890717,106.97015119473951,-0.02984880526048528,0.02984880526048528]
[108,141.53,107.68012987012987,-0.3198701298701252,0.3198701298701252,107.97988909575996,-0.020110904240041805,0.020110904240041805,107.98411156734085,-0.015888432659153295,0.015888432659153295,107.97454158613004,-0.02545841386995562,0.02545841386995562]
[109,141.91,108.66714285714286,-0.3328571428571365,0.3328571428571365,108.98467005383996,-0.015329946160036911,0.015329946160036911,108.98814746038687,-0.011852539613130375,0.011852539613130375,108.97923940497606,-0.020760595023944006,0.020760595023944006]
[110,142.29,109.6541558441558,-0.3458441558442047,0.3458441558442047,109.98975898823991,-0.010241011760086849,0.010241011760086849,109.99249398962782,-0.007506010372182459,0.007506010372182459,109.98424488912059,-0.01575511087941095,0.01575511087941095]
[111,142.66,110.61519480519478,-0.38480519480522446,0.38480519480522446,110.96869413983995,-0.031305860160045995,0.031305860160045995,110.97070914997958,-0.029290850020416315,0.029290850020416315,110.96309871551199,-0.03690128448801033,0.03690128448801033]
[112,143.04,111.60220779220776,-0.3977922077922358,0.3977922077922358,111.97439092223996,-0.025609077760037735,0.025609077760037735,111.97566976640776,-0.02433023359223796,0.02433023359223796,111.96871213712012,-0.0312878628798785,0.0312878628798785]
[113,143.42,112.58922077922075,-0.4107792207792471,0.4107792207792471,112.98039568095992,-0.019604319040084306,0.019604319040084306,112.98094202165747,-0.019057978342530646,0.019057978342530646,112.97463393940916,-0.02536606059084079,0.02536606059084079]
[114,143.8,113.57623376623381,-0.4237662337661874,0.4237662337661874,113.98670841599998,-0.013291584000015177,0.013291584000015177,113.98652625289526,-0.013473747104740141,0.013473747104740141,113.98086436563568,-0.019135634364317866,0.019135634364317866]
[115,144.18,114.56324675324674,-0.43675324675325555,0.43675324675325555,114.99332912736,-0.00667087264000088,0.00667087264000088,114.99242279728743,-0.00757720271256801,0.00757720271256801,114.98740366038777,-0.012596339612230167,0.012596339612230167]
[116,144.56,115.55025974025973,-0.4497402597402669,0.4497402597402669,116.00025781503996,0.00025781503995858657,0.00025781503995858657,115.99863199200067,-0.0013680079993321215,0.0013680079993321215,115.99425206957244,-0.005747930427560277,0.005747930427560277]
[117,144.94,116.53727272727274,-0.462727272727264,0.462727272727264,117.00749447903996,0.007494479039962698,0.007494479039962698,117.00515417420141,0.005154174201408068,0.005154174201408068,117.00140984040348,0.0014098404034825762,0.0014098404034825762]
[118,145.32,117.52428571428567,-0.47571428571433216,0.47571428571433216,118.01503911935998,0.015039119359983033,0.015039119359983033,118.01198968105612,0.011989681056121526,0.011989681056121526,118.00887722139049,0.00887722139049174,0.00887722139049174]
[119,145.69,118.48532467532469,-0.5146753246753093,0.5146753246753093,118.99636535303995,-0.0036346469600516684,0.0036346469600516684,118.99263090287741,-0.007369097122591484,0.007369097122591484,118.99013003669239,-0.009869963307608032,0.009869963307608032]
[120,146.07,119.47233766233764,-0.5276623376623633,0.5276623376623633,120.00451784135996,0.00451784135995581,0.00451784135995581,120.0000858030887,8.580308869454711e-05,8.580308869454711e-05,119.9982092246006,-0.0017907753993995357,0.0017907753993995357]
[121,146.45,120.45935064935063,-0.5406493506493746,0.5406493506493746,121.01297830599991,0.012978305999908457,0.012978305999908457,121.00785503058056,0.007855030580557809,0.007855030580557809,121.00659876919588,0.00659876919587532,0.00659876919587532]
[122,146.82,121.42038961038959,-0.5796103896104086,0.5796103896104086,121.99519626335993,-0.0048037366400706105,0.0048037366400706105,121.9894063648399,-0.010593635160105919,0.010593635160105919,121.98875020153747,-0.01124979846252927,0.01124979846252927]
[123,147.2,122.4074025974026,-0.5925974025974057,0.5925974025974057,123.00426457599994,0.004264575999940234,0.004264575999940234,122.9977969645568,-0.002203035443201884,0.002203035443201884,122.99775303745065,-0.0022469625493499734,0.0022469625493499734]
[124,147.58,123.39441558441564,-0.6055844155843602,0.6055844155843602,124.01364086496002,0.013640864960024146,0.013640864960024146,124.00650289418105,0.006502894181053875,0.006502894181053875,124.00706698764515,0.007066987645146128,0.007066987645146128]
[125,147.95,124.35545454545449,-0.6445454545455078,0.6445454545455078,124.99675054599993,-0.003249454000069818,0.003249454000069818,124.98896724391298,-0.011032756087018925,0.011032756087018925,124.99011923055872,-0.009880769441281245,0.009880769441281245]
[126,148.33,125.34246753246755,-0.6575324675324481,0.6575324675324481,126.00673468296,0.006734682960001237,0.006734682960001237,125.9982965246307,-0.0017034753692968252,0.0017034753692968252,126.00004797802882,4.797802881739699e-05,4.797802881739699e-05]
[127,148.71,126.32948051948054,-0.6705194805194594,0.6705194805194594,127.01702679624002,0.01702679624001746,0.01702679624001746,127.0079421378823,0.007942137882295697,0.007942137882295697,127.0102886081628,0.010288608162795754,0.010288608162795754]
[128,149.08,127.2905194805195,-0.7094805194804934,0.7094805194804934,128.00102820095998,0.0010282009599791309,0.0010282009599791309,127.99132240612168,-0.00867759387831768,0.00867759387831768,127.99424388641847,-0.005756113581526279,0.005756113581526279]
[129,149.46,128.2775324675325,-0.7224675324675047,0.7224675324675047,129.01192816224,0.011928162239996709,0.011928162239996709,129.00159334933514,0.0015933493351383277,0.0015933493351383277,129.00510084081662,0.005100840816623986,0.005100840816623986]
[130,149.83,129.23857142857148,-0.7614285714285245,0.7614285714285245,129.99652141896001,-0.003478581039985329,0.003478581039985329,129.98558313090714,-0.014416869092855222,0.014416869092855222,129.98965672212137,-0.010343277878632762,0.010343277878632762]
[131,150.21,130.22558441558442,-0.7744155844155785,0.7744155844155785,131.00802922823996,0.00802922823996255,0.00802922823996255,130.99648071749075,-0.0035192825092451585,0.0035192825092451585,131.00113102563608,0.0011310256360843596,0.0011310256360843596]
[132,150.58,131.18662337662337,-0.8133766233766266,0.8133766233766266,131.99321433696,-0.006785663040005829,0.006785663040005829,131.98108129124023,-0.018918708759770198,0.018918708759770198,131.9862885122235,-0.013711487776504327,0.013711487776504327]
[133,150.96,132.17363636363638,-0.8263636363636238,0.8263636363636238,133.00532999424001,0.005329994240014457,0.005329994240014457,132.99260683460219,-0.0073931653978149825,0.0073931653978149825,132.99838119861016,-0.0016188013898386089,0.0016188013898386089]
[134,151.34,133.16064935064938,-0.8393506493506209,0.8393506493506209,134.01775362783997,0.017753627839965702,0.017753627839965702,134.00445104404508,0.004451044045083563,0.004451044045083563,134.0107875963593,0.010787596359307372,0.010787596359307372]
[135,151.71,134.12168831168833,-0.8783116883116691,0.8783116883116691,135.00383046023998,0.003830460239981903,0.003830460239981903,134.98997429292262,-0.010025707077375046,0.010025707077375046,134.99685341309697,-0.003146586903028492,0.003146586903028492]
[136,152.09,135.10870129870133,-0.8912987012986662,0.8912987012986662,136.01686194184,0.016861941840005557,0.016861941840005557,136.00244843801235,0.002448438012351062,0.002448438012351062,136.00987976775622,0.009879767756217461,0.009879767756217461]
[137,152.46,136.0697402597403,-0.9302597402596859,0.9302597402596859,137.00353062623998,0.0035306262399785737,0.0035306262399785737,136.98858568470519,-0.011414315294814514,0.011414315294814514,136.99654973956382,-0.0034502604361819067,0.0034502604361819067]
[138,152.84,137.05675324675323,-0.9432467532467683,0.9432467532467683,138.01716995583996,0.01716995583996095,0.01716995583996095,138.00169107884997,0.0016910788499728824,0.0016910788499728824,138.01019710661996,0.01019710661995532,0.01019710661995532]
[139,153.21,138.0177922077922,-0.9822077922077881,0.9822077922077881,139.00443049224,0.004430492240004469,0.004430492240004469,138.98844360220298,-0.011556397797022555,0.011556397797022555,138.99747226533572,-0.0025277346642837983,0.0025277346642837983]
[140,153.58,138.9788311688312,-1.0211688311688079,1.0211688311688079,139.99198300896003,-0.008016991039966115,0.008016991039966115,139.9755001331114,-0.02449986688858985,0.02449986688858985,139.9850463655145,-0.014953634485493694,0.014953634485493694]
[141,153.95,139.9398701298701,-1.0601298701299129,1.0601298701299129,140.97982750599994,-0.02017249400006449,0.02017249400006449,140.96286098281746,-0.037139017182539646,0.037139017182539646,140.97291966124283,-0.027080338757173195,0.027080338757173195]
[142,154.32,140.90090909090907,-1.0990909090909327,1.0990909090909327,141.96796398335994,-0.03203601664006328,0.03203601664006328,141.95052646256374,-0.049473537436256265,0.049473537436256265,141.96109240757085,-0.03890759242915465,0.03890759242915465]
[143,154.71,141.91389610389615,-1.0861038961038503,1.0861038961038503,143.00982932424,0.009829324240001824,0.009829324240001824,142.99190938335693,-0.008090616643073645,0.008090616643073645,143.00300434694083,0.003004346940826963,0.003004346940826963]
[144,155.08,142.8749350649351,-1.1250649350648985,1.1250649350648985,143.99856554495997,-0.0014344550400267053,0.0014344550400267053,143.98020156591397,-0.019798434086027328,0.019798434086027328,143.99179298502537,-0.008207014974630056,0.008207014974630056]
[145,155.46,143.86194805194805,-1.1380519480519524,1.1380519480519524,145.01432829024,0.014328290240001706,0.014328290240001706,144.99552243151925,-0.00447756848075187,0.00447756848075187,145.00761815957713,0.00761815957713452,0.00761815957713452]
[146,155.83,144.82298701298703,-1.1770129870129722,1.1770129870129722,146.00365636296002,0.003656362960015258,0.003656362960015258,145.98443435816796,-0.015565641832040455,0.015565641832040455,145.9970156524913,-0.002984347508686369,0.002984347508686369]
[147,156.21,145.81,-1.1899999999999977,1.1899999999999977,147.02002695623997,0.02002695623997397,0.02002695623997397,147.00039237440933,0.00039237440932993195,0.00039237440932993195,147.01346668468108,0.013466684681077368,0.013466684681077368]
[148,156.58,146.77103896103898,-1.2289610389610175,1.2289610389610175,148.00994688096,0.009946880960001181,0.009946880960001181,147.98992532399453,-0.010074676005473293,0.010074676005473293,148.00347410009124,0.003474100091239052,0.003474100091239052]
[149,156.96,147.75805194805199,-1.2419480519480146,1.2419480519480146,149.02692532224,0.02692532224000388,0.02692532224000388,149.00652180428023,0.006521804280225751,0.006521804280225751,149.02055209040032,0.020552090400315137,0.020552090400315137]
[150,157.33,148.71909090909094,-1.2809090909090628,1.2809090909090628,150.01743709896,0.017437098959987907,0.017437098959987907,149.9966770556469,-0.0033229443531013203,0.0033229443531013203,150.01117050365764,0.011170503657638164,0.011170503657638164]
[151,157.71,149.70610389610394,-1.29389610389606,1.29389610389606,151.03502338823998,0.03502338823997775,0.03502338823997775,151.0139133133852,0.01391331338518853,0.01391331338518853,151.028876560409,0.028876560409003105,0.028876560409003105]
[152,158.08,150.66714285714292,-1.3328571428570797,1.3328571428570797,152.02612701696,0.026127016960003857,0.026127016960003857,152.00469214537816,0.004692145378157875,0.004692145378157875,152.02010705445167,0.020107054451671047,0.020107054451671047]
[153,158.45,151.62818181818176,-1.3718181818182416,1.3718181818182416,153.0175226259999,0.017522625999902175,0.017522625999902175,152.99577908154959,-0.004220918450414501,0.004220918450414501,153.0116399095525,0.011639909552513927,0.011639909552513927]
[154,158.83,152.61519480519482,-1.3848051948051818,1.3848051948051818,154.03601663496,0.03601663495999219,0.03601663495999219,154.0139731854414,0.013973185441386704,0.013973185441386704,154.03028595897177,0.030285958971774107,0.030285958971774107]
[155,159.2,153.5762337662337,-1.4237662337662869,1.4237662337662869,155.02800409599996,0.02800409599996101,0.02800409599996101,155.00568561198077,0.005685611980766225,0.005685611980766225,155.0224325259681,0.022432525968099526,0.022432525968099526]
[156,159.56,154.51129870129873,-1.4887012987012724,1.4887012987012724,155.99346133504,-0.006538664960004326,0.006538664960004326,155.97089162755987,-0.029108372440134644,0.029108372440134644,155.988055308426,-0.011944691574001354,0.011944691574001354]
[157,159.94,155.49831168831167,-1.5016883116883264,1.5016883116883264,157.01285495903994,0.012854959039941605,0.012854959039941605,156.9900379152556,-0.009962084744387312,0.009962084744387312,157.0076354383296,0.0076354383296006745,0.0076354383296006745]
[158,160.31,156.45935064935063,-1.5406493506493746,1.5406493506493746,158.00571836103995,0.005718361039953379,0.005718361039953379,157.98267841447577,-0.017321585524229022,0.017321585524229022,158.0006923224584,0.0006923224584056697,0.0006923224584056697]
[159,160.68,157.4203896103896,-1.5796103896103943,1.5796103896103943,158.99887374335998,-0.0011262566400205287,0.0011262566400205287,158.97562889374103,-0.02437110625896821,0.02437110625896821,158.99405318584178,-0.005946814158221514,0.005946814158221514]
[160,161.05,158.3814285714286,-1.6185714285714141,1.6185714285714141,159.99232110600002,-0.007678893999980119,0.007678893999980119,159.96888966429378,-0.031110335706216574,0.031110335706216574,159.98771830002437,-0.012281699975631,0.012281699975631]
[161,161.43,159.36844155844156,-1.6315584415584397,1.6315584415584397,161.01292232135995,0.012922321359951638,0.012922321359951638,160.9893186314216,-0.010681368578389083,0.010681368578389083,161.00855621061987,0.008556210619872218,0.008556210619872218]
[162,161.8,160.32948051948054,-1.6705194805194594,1.6705194805194594,162.006961536,0.006961536000005708,0.006961536000005708,161.98320932567123,-0.016790674328774458,0.016790674328774458,162.00283888599637,0.00283888599636839,0.00283888599636839]
[163,162.17,161.29051948051946,-1.709480519480536,1.709480519480536,163.00129273095996,0.0012927309599604087,0.0012927309599604087,162.97741125334753,-0.0225887466524739,0.0225887466524739,162.99742663934427,-0.002573360655730994,0.002573360655730994]
[164,162.54,162.25155844155842,-1.7484415584415842,1.7484415584415842,163.99591590623993,-0.004084093760070573,0.004084093760070573,163.97192472569304,-0.028075274306957,0.028075274306957,163.99231974562872,-0.007680254371280171,0.007680254371280171]
[165,162.91,163.2125974025974,-1.787402597402604,1.787402597402604,164.99083106183994,-0.009168938160058815,0.009168938160058815,164.96675005395014,-0.033249946049863865,0.033249946049863865,164.98751848065228,-0.01248151934771613,0.01248151934771613]
[166,163.28,164.17363636363638,-1.8263636363636238,1.8263636363636238,165.98603819775997,-0.013961802240032739,0.013961802240032739,165.96188754936122,-0.03811245063877777,0.03811245063877777,165.98302312105199,-0.016976878948014473,0.016976878948014473]
[167,163.66,165.16064935064935,-1.8393506493506493,1.8393506493506493,167.00844674783997,0.008446747839968793,0.008446747839968793,166.9842459162411,-0.015754083758906745,0.015754083758906745,167.0057520023687,0.005752002368694775,0.005752002368694775]
[168,164.03,166.12168831168833,-1.878311688311669,1.878311688311669,168.00424573575995,0.004245735759951685,0.004245735759951685,167.98001713778115,-0.01998286221885337,0.01998286221885337,168.00187757334834,0.0018775733483380463,0.0018775733483380463]
[169,164.4,167.0827272727273,-1.9172727272726888,1.9172727272726888,169.00033670399998,0.0003367039999773169,0.0003367039999773169,168.97610146861444,-0.02389853138555509,0.02389853138555509,168.99830989212973,-0.0016901078702744599,0.0016901078702744599]
[170,164.77,168.04376623376626,-1.956233766233737,1.956233766233737,169.99671965256,-0.0032803474400111554,0.0032803474400111554,169.97249921998338,-0.027500780016623594,0.027500780016623594,169.99504923866488,-0.004950761335123843,0.004950761335123843]
[171,165.14,169.00480519480513,-1.9951948051948705,1.9951948051948705,170.99339458143996,-0.006605418560042153,0.006605418560042153,170.96921070313027,-0.030789296869727423,0.030789296869727423,170.99209589371907,-0.00790410628093241,0.00790410628093241]
[172,165.51,169.96584415584417,-2.0341558441558334,2.0341558441558334,171.9903614906399,-0.009638509360087255,0.009638509360087255,171.96623622929783,-0.03376377070216563,0.03376377070216563,171.98945013886697,-0.010549861133029026,0.010549861133029026]
[173,165.88,170.92688311688312,-2.0731168831168816,2.0731168831168816,172.98762038015994,-0.012379619840061196,0.012379619840061196,172.96357610972828,-0.03642389027172044,0.03642389027172044,172.98711225648816,-0.012887743511839744,0.012887743511839744]
[174,166.25,171.8879220779221,-2.1120779220779013,2.1120779220779013,173.98517124999998,-0.014828750000020818,0.014828750000020818,173.96123065566408,-0.03876934433591828,0.03876934433591828,173.98508252976427,-0.01491747023572998,0.01491747023572998]
[175,166.62,172.84896103896108,-2.151038961038921,2.151038961038921,174.98301410016,-0.016985899839994545,0.016985899839994545,174.95920017834763,-0.04079982165237084,0.04079982165237084,174.98336124267473,-0.01663875732526776,0.01663875732526776]
[176,167,173.835974025974,-2.1640259740260035,2.1640259740260035,176.00812959999996,0.008129599999961101,0.008129599999961101,175.9844700383,-0.015529961699996875,0.015529961699996875,176.00894181703393,0.0089418170339286,0.0089418170339286]
[177,167.37,174.79701298701298,-2.2029870129870233,2.2029870129870233,177.00656430215997,0.006564302159972613,0.006564302159972613,176.98307898223504,-0.01692101776495747,0.01692101776495747,177.00784661991747,0.007846619917472708,0.007846619917472708]
[178,167.74,175.75805194805196,-2.241948051948043,2.241948051948043,178.00529098464,0.005290984639998442,0.005290984639998442,177.9820038450571,-0.017996154942892417,0.017996154942892417,178.00706072687615,0.007060726876147783,0.007060726876147783]
[179,168.11,176.7190909090909,-2.280909090909091,2.280909090909091,179.00430964744,0.004309647440010167,0.004309647440010167,178.98124493800856,-0.018755061991441835,0.018755061991441835,179.00658442506727,0.006584425067273969,0.006584425067273969]
[180,168.48,177.68012987012983,-2.319870129870168,2.319870129870168,180.00362029055992,0.0036202905599225232,0.0036202905599225232,179.98080257233175,-0.019197427668245837,0.019197427668245837,180.00641800242818,0.0064180024281768056,0.0064180024281768056]
[181,168.85,178.6411688311688,-2.3588311688311876,2.3588311688311876,181.00322291399993,0.0032229139999344625,0.0032229139999344625,180.98067705926942,-0.019322940730575056,0.019322940730575056,181.00656174767374,0.006561747673742957,0.006561747673742957]
[182,169.22,179.60220779220776,-2.397792207792236,2.397792207792236,182.00311751775996,0.0031175177599607196,0.0031175177599607196,181.9808687100637,-0.01913128993629698,0.01913128993629698,182.00701595029244,0.007015950292441175,0.007015950292441175]
[183,169.59,180.56324675324674,-2.4367532467532556,2.4367532467532556,183.00330410184,0.0033041018400012945,0.0033041018400012945,182.98137783595715,-0.018622164042852773,0.018622164042852773,183.00778090054376,0.007780900543764346,0.007780900543764346]
[184,169.96,181.52428571428572,-2.4757142857142753,2.4757142857142753,184.00378266623997,0.003782666239970922,0.003782666239970922,183.9822047481921,-0.017795251807910972,0.017795251807910972,184.0088568894547,0.008856889454705197,0.008856889454705197]
[185,170.33,182.48532467532468,-2.5146753246753235,2.5146753246753235,185.00455321095998,0.004553210959983289,0.004553210959983289,184.98334975801103,-0.016650241988969583,0.016650241988969583,185.01024420881657,0.010244208816573064,0.010244208816573064]
[186,170.69,183.42038961038963,-2.579610389610366,2.579610389610366,185.97855615303996,-0.021443846960039536,0.021443846960039536,185.9577424085532,-0.042257591446798415,0.042257591446798415,185.9848661069521,-0.015133893047902802,0.015133893047902802]
[187,171.06,184.3814285714286,-2.618571428571414,2.618571428571414,186.97990276704,-0.02009723296001198,0.02009723296001198,186.95951592911908,-0.04048407088092176,0.04048407088092176,186.98686853160012,-0.013131468399876667,0.013131468399876667]
[188,171.43,185.34246753246757,-2.657532467532434,2.657532467532434,187.98154136136,-0.018458638639998526,0.018458638639998526,187.96160847258435,-0.03839152741565499,0.03839152741565499,187.98918315867348,-0.010816841326516169,0.010816841326516169]
[189,171.8,186.30350649350655,-2.6964935064934537,2.6964935064934537,188.98347193599997,-0.016528064000027598,0.016528064000027598,188.96402035019125,-0.0359796498087519,0.0359796498087519,188.9918102829722,-0.008189717027789811,0.008189717027789811]
[190,172.17,187.26454545454538,-2.7354545454546155,2.7354545454546155,189.98569449095993,-0.014305509040070774,0.014305509040070774,189.9667518731822,-0.033248126817795765,0.033248126817795765,189.99475020004616,-0.005249799953844558,0.005249799953844558]
[191,172.54,188.22558441558436,-2.7744155844156353,2.7744155844156353,190.98820902623996,-0.011790973760042789,0.011790973760042789,190.96980335279986,-0.03019664720014248,0.03019664720014248,190.99800320619283,-0.0019967938071658864,0.0019967938071658864]
[192,172.91,189.18662337662334,-2.813376623376655,2.813376623376655,191.99101554183997,-0.008984458160028908,0.008984458160028908,191.97317510028643,-0.02682489971357427,0.02682489971357427,192.0015695984543,0.0015695984542958286,0.0015695984542958286]
[193,173.27,190.12168831168833,-2.878311688311669,2.878311688311669,192.96699942856003,-0.03300057143997037,0.03300057143997037,192.94973638949028,-0.05026361050971673,0.05026361050971673,192.9783136536799,-0.02168634632010935,0.02168634632010935]
[194,173.64,191.08272727272725,-2.9172727272727457,2.9172727272727457,193.97038201343992,-0.02961798656008341,0.02961798656008341,193.9537409296375,-0.04625907036250965,0.04625907036250965,193.98249922231992,-0.017500777680083957,0.017500777680083957]
[195,174.01,192.04376623376623,-2.9562337662337654,2.9562337662337654,194.97405657863993,-0.02594342136006844,0.02594342136006844,194.95806666296903,-0.04193333703096869,0.04193333703096869,194.98699906454516,-0.013000935454840601,0.013000935454840601]
[196,174.39,193.03077922077915,-2.969220779220848,2.969220779220848,196.0051614074399,0.005161407439914001,0.005161407439914001,195.989870993771,-0.010129006228993376,0.010129006228993376,196.01897499540746,0.018974995407461392,0.018974995407461392]
[197,174.75,193.96584415584417,-3.0341558441558334,3.0341558441558334,196.98228164999995,-0.017718350000052396,0.017718350000052396,196.96768295415467,-0.032317045845331904,0.032317045845331904,196.99694277038435,-0.0030572296156492484,0.0030572296156492484]
[198,175.12,194.92688311688315,-3.073116883116853,3.073116883116853,197.98683215615995,-0.013167843840051319,0.013167843840051319,197.97297413449363,-0.027025865506374203,0.027025865506374203,198.0023872361421,0.0023872361421126698,0.0023872361421126698]
[199,175.49,195.8879220779221,-3.1120779220779013,3.1120779220779013,198.99167464264,-0.008325357360007501,0.008325357360007501,198.97858775298664,-0.021412247013358865,0.021412247013358865,199.00814717976886,0.00814717976885504,0.00814717976885504]
[200,175.86,196.84896103896108,-3.151038961038921,3.151038961038921,199.99680910944,-0.00319089056000621,0.00319089056000621,199.98452412087596,-0.015475879124039693,0.015475879124039693,200.01422290415354,0.014222904153541549,0.014222904153541549]
[201,176.23,197.81,-3.1899999999999977,3.1899999999999977,201.00223555655992,0.0022355565599241345,0.0022355565599241345,200.99078354940414,-0.00921645059585785,0.00921645059585785,201.020614712908,0.020614712908013644,0.020614712908013644]
[202,176.59,198.74506493506493,-3.2549350649350686,3.2549350649350686,201.98076856583995,-0.01923143416004791,0.01923143416004791,201.97015715478554,-0.029842845214460567,0.029842845214460567,202.00011041809955,0.00011041809955258941,0.00011041809955258941]
[203,176.96,199.7061038961039,-3.2938961038960883,3.2938961038960883,202.98677108223998,-0.013228917760017112,0.013228917760017112,202.97705488603384,-0.02294511396615917,0.02294511396615917,203.00712674600186,0.007126746001858919,0.007126746001858919]
[204,177.33,200.6671428571429,-3.332857142857108,3.332857142857108,203.99306557896,-0.006934421040000416,0.006934421040000416,203.98427660323634,-0.015723396763661412,0.015723396763661412,204.01446006515118,0.014460065151183699,0.014460065151183699]
[205,177.7,201.6281818181818,-3.371818181818213,3.371818181818213,204.99965205599995,-0.0003479440000546674,0.0003479440000546674,204.99182261763528,-0.008177382364721097,0.008177382364721097,205.0221106820091,0.02211068200909949,0.02211068200909949]
[206,178.06,202.56324675324674,-3.4367532467532556,3.4367532467532556,205.97931374304,-0.020686256960004812,0.020686256960004812,205.97244922317503,-0.02755077682496676,0.02755077682496676,206.0028323407589,0.0028323407589141425,0.0028323407589141425]
[207,178.43,203.5242857142857,-3.4757142857143037,3.4757142857143037,206.98647628935996,-0.013523710640043873,0.013523710640043873,206.98063597998924,-0.019364020010755212,0.019364020010755212,207.01110987897567,0.011109878975673837,0.011109878975673837]
[208,178.8,204.48532467532468,-3.5146753246753235,3.5146753246753235,207.993930816,-0.006069184000011774,0.006069184000011774,207.98914795931523,-0.010852040684767417,0.010852040684767417,208.01970563020188,0.01970563020188365,0.01970563020188365]
[209,179.16,205.42038961038958,-3.5796103896104228,3.5796103896104228,208.97443709183995,-0.025562908160054576,0.025562908160054576,208.97071531076222,-0.029284689237783823,0.029284689237783823,209.00134775967865,0.0013477596786515278,0.0013477596786515278]
[210,179.53,206.3814285714286,-3.618571428571414,3.618571428571414,209.98246768776,-0.017532312240007286,0.017532312240007286,209.9798698581255,-0.020130141874489027,0.020130141874489027,210.01057224429678,0.010572244296781719,0.010572244296781719]
[211,179.9,207.34246753246757,-3.657532467532434,3.657532467532434,210.990790264,-0.009209736000002522,0.009209736000002522,210.98935055331592,-0.010649446684084296,0.010649446684084296,211.02011586346805,0.02011586346804961,0.02011586346804961]
[212,180.26,208.27753246753247,-3.722467532467533,3.722467532467533,211.97214112863992,-0.02785887136008114,0.02785887136008114,211.97186132725795,-0.0281386727420454,0.0281386727420454,212.0026811293447,0.002681129344694,0.002681129344694]
[213,180.63,209.23857142857142,-3.7614285714285813,3.7614285714285813,212.98103977415994,-0.018960225840061184,0.018960225840061184,212.98198641610776,-0.01801358389224106,0.01801358389224106,213.01285530620925,0.012855306209246464,0.012855306209246464]
[214,180.99,210.17363636363638,-3.8263636363636238,3.8263636363636238,213.96295113864,-0.03704886136000596,0.03704886136000596,213.96512475706666,-0.03487524293333877,0.03487524293333877,213.9960346792741,-0.003965320725910715,0.003965320725910715]
[215,181.36,211.13467532467536,-3.8653246753246435,3.8653246753246435,214.97242585344,-0.027574146559999235,0.027574146559999235,214.97589545112493,-0.02410454887507285,0.02410454887507285,215.00684063123123,0.00684063123122769,0.00684063123122769]
[216,181.73,212.09571428571425,-3.9042857142857486,3.9042857142857486,215.9821925485599,-0.01780745144009188,0.01780745144009188,215.98699383239853,-0.013006167601474772,0.013006167601474772,216.01796726455655,0.01796726455654607,0.01796726455654607]
[217,182.09,213.0307792207792,-3.969220779220791,3.969220779220791,216.96494850183996,-0.03505149816004405,0.03505149816004405,216.97108004872126,-0.0289199512787377,0.0289199512787377,217.00207424836464,0.002074248364635878,0.002074248364635878]
[218,182.46,213.9918181818182,-4.008181818181811,4.008181818181811,217.97529126623996,-0.02470873376003624,0.02470873376003624,217.9828258608256,-0.017174139174386482,0.017174139174386482,218.01383450128998,0.013834501289977652,0.013834501289977652]
[219,182.82,214.92688311688306,-4.073116883116938,4.073116883116938,218.95860771935995,-0.041392280640053514,0.041392280640053514,218.9675425992506,-0.03245740074939363,0.03245740074939363,218.99855857793142,-0.0014414220685807777,0.0014414220685807777]
[220,183.19,215.8879220779221,-4.112077922077901,4.112077922077901,219.96952655303997,-0.030473446960030515,0.030473446960030515,219.97993705373483,-0.020062946265170467,0.020062946265170467,220.01095368118644,0.010953681186435915,0.010953681186435915]
[221,183.55,216.82298701298706,-4.177012987012944,4.177012987012944,220.953403506,-0.04659649399999921,0.04659649399999921,220.96528549306694,-0.034714506933056555,0.034714506933056555,220.9962960506973,-0.0037039493026895798,0.0037039493026895798]
[222,183.92,217.78402597402595,-4.215974025974049,4.215974025974049,221.9648984089599,-0.03510159104010313,0.03510159104010313,221.97832980148013,-0.021670198519871064,0.021670198519871064,222.0093272402873,0.00932724028729126,0.00932724028729126]
[223,184.28,218.7190909090909,-4.280909090909091,4.280909090909091,222.94933586175995,-0.05066413824005167,0.05066413824005167,222.96431112052392,-0.03568887947608346,0.03568887947608346,222.99528910782578,-0.004710892174216497,0.004710892174216497]
[224,184.65,219.68012987012986,-4.319870129870139,4.319870129870139,223.96140683399997,-0.03859316600002671,0.03859316600002671,223.9780064944155,-0.02199350558450419,0.02199350558450419,224.00895762501034,0.008957625010339143,0.008957625010339143]
[225,185.01,220.61519480519476,-4.384805194805239,4.384805194805239,224.94640478663993,-0.05359521336006878,0.05359521336006878,224.9646218719756,-0.03537812802440499,0.03537812802440499,224.9955402008365,-0.004459799163498701,0.004459799163498701]
[226,185.38,221.57623376623374,-4.423766233766258,4.423766233766258,225.95905182815994,-0.04094817184005706,0.04094817184005706,225.9789695228946,-0.021030477105398404,0.021030477105398404,226.00984729210677,0.0098472921067696,0.0098472921067696]
[227,185.74,222.51129870129873,-4.488701298701272,4.488701298701272,226.94461028064,-0.055389719359993705,0.055389719359993705,226.96622013777574,-0.033779862224264434,0.033779862224264434,226.99705179156126,-0.00294820843873822,0.00294820843873822]
[228,186.11,223.4723376623377,-4.527662337662292,4.527662337662292,227.95783339144003,-0.04216660855996679,0.04216660855996679,227.98122127727152,-0.018778722728484354,0.018778722728484354,228.01199870862143,0.011998708621433707,0.011998708621433707]
[229,186.47,224.4074025974026,-4.5925974025973915,4.5925974025973915,228.94395234375992,-0.05604765624008223,0.05604765624008223,228.96910830827818,-0.030891691721819825,0.030891691721819825,228.9998263521067,-0.00017364789329121777,0.00017364789329121777]
[230,186.84,225.36844155844156,-4.63155844155844,4.63155844155844,229.95775152383996,-0.04224847616004013,0.04224847616004013,229.98476414789985,-0.01523585210014744,0.01523585210014744,230.01541435185317,0.015414351853166863,0.015414351853166863]
[231,187.2,226.30350649350646,-4.696493506493539,4.696493506493539,230.94443097599992,-0.05556902400007857,0.05556902400007857,230.97328877383674,-0.026711226163257606,0.026711226163257606,231.00386636481505,0.0038663648150532026,0.0038663648150532026]
[232,187.56,227.23857142857142,-4.761428571428581,4.761428571428581,231.93138683904,-0.06861316096001246,0.06861316096001246,231.9621282641557,-0.037871735844305476,0.037871735844305476,231.99262673872772,-0.007373261272277887,0.007373261272277887]
[233,187.93,228.19961038961037,-4.8003896103896295,4.8003896103896295,232.94604617736,-0.05395382264001114,0.05395382264001114,232.97876392480555,-0.021236075194451587,0.021236075194451587,233.00917432222877,0.009174322228773235,0.009174322228773235]
[234,188.29,229.13467532467533,-4.865324675324672,4.865324675324672,233.93356254023996,-0.06643745976003856,0.06643745976003856,233.9682427701876,-0.031757229812399146,0.031757229812399146,233.99856090474242,-0.0014390952575809024,0.0014390952575809024]
[235,188.65,230.06974025974029,-4.930259740259714,4.930259740259714,234.921355314,-0.07864468599998986,0.07864468599998986,234.95803734796246,-0.04196265203754024,0.04196265203754024,234.9882567579258,-0.011743242074203408,0.011743242074203408]
[236,189.02,231.03077922077924,-4.9692207792207626,4.9692207792207626,235.93687481055997,-0.06312518944002932,0.06312518944002932,235.97565553078815,-0.024344469211854403,0.024344469211854403,236.00576675611524,0.005766756115235694,0.005766756115235694]
[237,189.38,231.96584415584414,-5.034155844155862,5.034155844155862,236.92522808415993,-0.07477191584007414,0.07477191584007414,236.96609122375912,-0.03390877624087807,0.03390877624087807,236.99609066817374,-0.003909331826264406,0.003909331826264406]
[238,189.74,232.90090909090912,-5.099090909090876,5.099090909090876,237.91385776863999,-0.08614223136001442,0.08614223136001442,237.95684351713368,-0.043156482866322676,0.043156482866322676,237.98672476610568,-0.013275233894319172,0.013275233894319172]
[239,190.11,233.8619480519481,-5.138051948051896,5.138051948051896,238.93023742344002,-0.06976257655998097,0.06976257655998097,238.97544692328282,-0.024553076717182876,0.024553076717182876,239.00520002698863,0.005200026988632089,0.005200026988632089]
[240,190.47,234.797012987013,-5.202987012986995,5.202987012986995,239.91942760775999,-0.08057239224001478,0.08057239224001478,239.96684209198642,-0.03315790801357821,0.03315790801357821,239.9964640451687,-0.0035359548313067535,0.0035359548313067535]
[241,190.83,235.73207792207793,-5.267922077922066,5.267922077922066,240.90889420296003,-0.09110579703997246,0.09110579703997246,240.95855472910438,-0.04144527089562189,0.04144527089562189,240.9880391698876,-0.011960830112400345,0.011960830112400345]
[242,191.2,236.69311688311686,-5.306883116883142,5.306883116883142,241.9261340159999,-0.07386598400009348,0.07386598400009348,241.9781460597248,-0.02185394027520715,0.02185394027520715,242.00748255846383,0.007482558463834721,0.007482558463834721]
[243,191.56,237.62818181818182,-5.371818181818185,5.371818181818185,242.91616111103994,-0.08383888896005942,0.08383888896005942,242.97050333230484,-0.02949666769515602,0.02949666769515602,242.9996894758553,-0.0003105241447087792,0.0003105241447087792]
[244,191.92,238.5632467532467,-5.436753246753312,5.436753246753312,243.9064646169599,-0.09353538304009135,0.09353538304009135,243.96317894130988,-0.036821058690122754,0.036821058690122754,243.99220842588983,-0.0077915741101719505,0.0077915741101719505]
[245,192.28,239.4983116883117,-5.501688311688298,5.501688311688298,244.89704453375995,-0.10295546624004714,0.10295546624004714,244.95617317342248,-0.04382682657751502,0.04382682657751502,244.98503971562792,-0.014960284372079968,0.014960284372079968]
[246,192.66,240.48532467532465,-5.514675324675352,5.514675324675352,245.94295653983997,-0.057043460160031145,0.057043460160031145,246.0046797352736,0.004679735273612096,0.004679735273612096,246.03336748921117,0.03336748921117305,0.03336748921117305]
[247,193.02,241.42038961038963,-5.579610389610366,5.579610389610366,246.93410463456001,-0.0658953654399852,0.0658953654399852,246.9983298151918,-0.001670184808205022,0.001670184808205022,247.02684177737024,0.02684177737023674,0.02684177737023674]
[248,193.38,242.35545454545453,-5.644545454545465,5.644545454545465,247.92552914015994,-0.07447085984006208,0.07447085984006208,247.99229939419155,-0.00770060580845211,0.00770060580845211,248.0206293471279,0.020629347127908204,0.020629347127908204]
[249,193.74,243.29051948051946,-5.709480519480536,5.709480519480536,248.91723005663997,-0.0827699433600344,0.0827699433600344,248.98658875895555,-0.013411241044451572,0.013411241044451572,249.01473050793476,0.014730507934757497,0.014730507934757497]
[250,194.1,244.22558441558436,-5.774415584415635,5.774415584415635,249.90920738399993,-0.09079261600007271,0.09079261600007271,249.98119819616608,-0.018801803833923714,0.018801803833923714,250.00914556982866,0.009145569828660882,0.009145569828660882]
[251,194.47,245.1866233766234,-5.813376623376598,5.813376623376598,250.92902767175997,-0.07097232824003186,0.07097232824003186,251.00376950708673,0.003769507086730073,0.003769507086730073,251.0315107004226,0.031510700422586524,0.031510700422586524]
[252,194.83,246.12168831168833,-5.878311688311669,5.878311688311669,251.92156549895998,-0.07843450104002159,0.07843450104002159,251.99902886015832,-0.000971139841681179,0.000971139841681179,252.0265632381484,0.026563238148412438,0.026563238148412438]
[253,195.19,247.05675324675323,-5.943246753246768,5.943246753246768,252.91437973703995,-0.08562026296004888,0.08562026296004888,252.99460915368715,-0.005390846312849362,0.005390846312849362,253.02193061926465,0.02193061926465134,0.02193061926465134]
[254,195.55,247.9918181818182,-6.008181818181811,6.008181818181811,253.907470386,-0.09252961400000004,0.09252961400000004,253.99051067435593,-0.009489325644068458,0.009489325644068458,254.01761315617063,0.017613156170625643,0.017613156170625643]
[255,195.9,248.9009090909091,-6.099090909090904,6.099090909090904,254.873240184,-0.1267598160000034,0.1267598160000034,254.95905650280392,-0.040943497196082035,0.040943497196082035,254.98594028799675,-0.014059712003245295,0.014059712003245295]
[256,196.26,249.835974025974,-6.1640259740260035,6.1640259740260035,255.86687597663996,-0.1331240233600397,0.1331240233600397,255.95559239502566,-0.04440760497433871,0.04440760497433871,255.98224530004654,-0.01775469995345702,0.01775469995345702]
[257,196.62,250.77103896103895,-6.228961038961046,6.228961038961046,256.86078818016,-0.13921181983999986,0.13921181983999986,256.9524503664712,-0.04754963352877439,0.04754963352877439,256.9788663998555,-0.021133600144480624,0.021133600144480624]
[258,196.98,251.70610389610388,-6.293896103896117,6.293896103896117,257.8549767945599,-0.14502320544011127,0.14502320544011127,257.949630703823,-0.050369296176995704,0.050369296176995704,257.97580390214205,-0.024196097857952736,0.024196097857952736]
[259,197.35,252.66714285714286,-6.3328571428571365,6.3328571428571365,258.8770697939999,-0.12293020600009186,0.12293020600009186,258.97484671868307,-0.025153281316931952,0.025153281316931952,259.00076415241676,0.0007641524167638636,0.0007641524167638636]
[260,197.71,253.60220779220782,-6.397792207792179,6.397792207792179,259.87181890823996,-0.128181091760041,0.128181091760041,259.9726816225224,-0.02731837747762711,0.02731837747762711,259.9983442171527,-0.0016557828473082736,0.0016557828473082736]
[261,198.07,254.5372727272727,-6.462727272727307,6.462727272727307,260.8668444333599,-0.13315556664008454,0.13315556664008454,260.97083976027875,-0.029160239721250036,0.029160239721250036,260.9962416408181,-0.0037583591819156936,0.0037583591819156936]
[262,198.43,255.4723376623377,-6.527662337662292,6.527662337662292,261.86214636936,-0.13785363063999512,0.13785363063999512,261.9693214186346,-0.030678581365407354,0.030678581365407354,261.9944567404765,-0.005543259523506094,0.005543259523506094]
[263,198.79,256.4074025974026,-6.5925974025973915,6.5925974025973915,262.85772471623994,-0.14227528376005694,0.14227528376005694,262.96812688427235,-0.03187311572764884,0.03187311572764884,262.99298983377315,-0.007010166226848469,0.007010166226848469]
[264,199.15,257.34246753246754,-6.657532467532462,6.657532467532462,263.853579474,-0.14642052599998578,0.14642052599998578,263.9672564438746,-0.03274355612541058,0.03274355612541058,263.99184123893394,-0.008158761066056286,0.008158761066056286]
[265,199.51,258.2775324675324,-6.72246753246759,6.72246753246759,264.84971064263993,-0.15028935736006588,0.15028935736006588,264.9667103841236,-0.03328961587641288,0.03328961587641288,264.99101127476484,-0.008988725235155925,0.008988725235155925]
[266,199.87,259.21259740259745,-6.787402597402547,6.787402597402547,265.84611822215993,-0.15388177784006984,0.15388177784006984,265.966488991702,-0.03351100829797815,0.03351100829797815,265.99050026065254,-0.0094997393474614,0.0094997393474614]
[267,200.23,260.1476623376623,-6.852337662337675,6.852337662337675,266.8428022125599,-0.15719778744011137,0.15719778744011137,266.9665925532922,-0.03340744670782669,0.03340744670782669,266.9903085165626,-0.009691483437393345,0.009691483437393345]
[268,200.59,261.08272727272725,-6.917272727272746,6.917272727272746,267.83976261384,-0.16023738616001992,0.16023738616001992,267.96702135557666,-0.032978644423337755,0.032978644423337755,267.9904363630408,-0.009563636959171617,0.009563636959171617]
[269,200.95,262.01779220779224,-6.98220779220776,6.98220779220776,268.8369994259999,-0.16300057400007972,0.16300057400007972,268.9677756852377,-0.032224314762288486,0.032224314762288486,268.990884121212,-0.009115878788009013,0.009115878788009013]
[270,201.31,262.95285714285717,-7.0471428571428305,7.0471428571428305,269.83451264903994,-0.1654873509600634,0.1654873509600634,269.968855828958,-0.03114417104200129,0.03114417104200129,269.99165211277915,-0.008347887220850225,0.008347887220850225]
[271,201.67,263.887922077922,-7.112077922078015,7.112077922078015,270.8323022829599,-0.16769771704008463,0.16769771704008463,270.97026207341986,-0.02973792658013963,0.02973792658013963,270.99274066002414,-0.007259339975860257,0.007259339975860257]
[272,202.03,264.8229870129871,-7.177012987012915,7.177012987012915,271.83036832775997,-0.16963167224002973,0.16963167224002973,271.9719947053058,-0.028005294694196436,0.028005294694196436,271.99415008580746,-0.005849914192538108,0.005849914192538108]
[273,202.38,265.7320779220779,-7.267922077922094,7.267922077922094,272.80097531615996,-0.1990246838400367,0.1990246838400367,272.9462146169227,-0.05378538307729741,0.05378538307729741,272.96805052270344,-0.031949477296564055,0.031949477296564055]
[274,202.74,266.6671428571429,-7.332857142857108,7.332857142857108,273.79958650464,-0.20041349536001007,0.20041349536001007,273.9485917975889,-0.05140820241109623,0.05140820241109623,273.9700937407983,-0.029906259201709418,0.029906259201709418]
[275,203.1,267.6022077922078,-7.397792207792179,7.397792207792179,274.798474104,-0.20152589600002102,0.20152589600002102,274.9512962177631,-0.04870378223688476,0.04870378223688476,274.97245880045494,-0.027541199545055406,0.027541199545055406]
[276,203.46,268.53727272727275,-7.46272727272725,7.46272727272725,275.79763811424,-0.20236188576001268,0.20236188576001268,275.9543281641279,-0.04567183587209911,0.04567183587209911,275.97514602682924,-0.024853973170763766,0.024853973170763766]
[277,203.82,269.4723376623376,-7.5276623376623775,7.5276623376623775,276.7970785353599,-0.20292146464009875,0.20292146464009875,276.95768792336554,-0.04231207663445957,0.04231207663445957,276.97815574565305,-0.021844254346945036,0.021844254346945036]
[278,204.18,270.40740259740267,-7.592597402597335,7.592597402597335,277.79679536735995,-0.20320463264005184,0.20320463264005184,277.96137578215865,-0.0386242178413454,0.0386242178413454,277.9814882832357,-0.018511716764294306,0.018511716764294306]
[279,204.54,271.3424675324675,-7.657532467532519,7.657532467532519,278.7967886102399,-0.20321138976009934,0.20321138976009934,278.96539202718964,-0.03460797281036321,0.03460797281036321,278.9851439664637,-0.014856033536318591,0.014856033536318591]
[280,204.9,272.27753246753247,-7.722467532467533,7.722467532467533,279.79705826399993,-0.2029417360000707,0.2029417360000707,279.96973694514094,-0.030263054859062777,0.030263054859062777,279.9891231228001,-0.010876877199905266,0.010876877199905266]
[281,205.25,273.1866233766234,-7.813376623376598,7.813376623376598,280.76980764999996,-0.23019235000003846,0.23019235000003846,280.9464987704703,-0.0535012295296724,0.0535012295296724,280.9655244006788,-0.03447559932118338,0.03447559932118338]
[282,205.61,274.1216883116884,-7.878311688311612,7.878311688311612,281.77062244743996,-0.2293775525600381,0.2293775525600381,281.9514927447085,-0.04850725529149713,0.04850725529149713,281.9701424798805,-0.029857520119492165,0.029857520119492165]
[283,205.97,275.0567532467532,-7.943246753246797,7.943246753246797,282.77171365576,-0.22828634424001848,0.22828634424001848,282.9568162439508,-0.04318375604918856,0.04318375604918856,282.9750850088864,-0.02491499111357598,0.02491499111357598]
[284,206.33,275.99181818181813,-8.008181818181868,8.008181818181868,283.77308127495996,-0.2269187250400364,0.2269187250400364,283.96246955487993,-0.03753044512006909,0.03753044512006909,283.9803523174498,-0.01964768255021454,0.01964768255021454]
[285,206.7,276.95285714285706,-8.047142857142944,8.047142857142944,284.80255269599996,-0.19744730400003618,0.19744730400003618,284.99640166258826,-0.0035983374117449785,0.0035983374117449785,285.0138825026692,0.013882502669218866,0.013882502669218866]
[286,207.05,277.86194805194805,-8.138051948051952,8.138051948051952,285.776645746,-0.2233542540000144,0.2233542540000144,285.9747667585283,-0.025233241471710244,0.025233241471710244,285.9918625951415,-0.008137404858473474,0.008137404858473474]
[287,207.41,278.797012987013,-8.202987012987023,8.202987012987023,286.77884259783997,-0.22115740216003132,0.22115740216003132,286.98141122461243,-0.018588775387570422,0.018588775387570422,286.9981062266559,-0.0018937733440793636,0.0018937733440793636]
[288,207.77,279.73207792207796,-8.267922077922037,8.267922077922037,287.78131586056,-0.21868413943997211,0.21868413943997211,287.9883866491131,-0.01161335088687565,0.01161335088687565,288.0046759625009,0.004675962500925834,0.004675962500925834]
[289,208.13,280.6671428571429,-8.332857142857108,8.332857142857108,288.78406553415994,-0.21593446584006415,0.21593446584006415,288.9956933187129,-0.004306681287118863,0.004306681287118863,289.01157213530945,0.011572135309450005,0.011572135309450005]
[290,208.48,281.57623376623377,-8.42376623376623,8.42376623376623,289.7592260505599,-0.2407739494400971,0.2407739494400971,289.97533709080864,-0.02466290919136327,0.02466290919136327,289.99081224784044,-0.009187752159562024,0.009187752159562024]
[291,208.84,282.5112987012987,-8.4887012987013,8.4887012987013,290.76252086783995,-0.2374791321600469,0.2374791321600469,290.9832978896032,-0.016702110396806802,0.016702110396806802,290.99835320404674,-0.0016467959532633358,0.0016467959532633358]
[292,209.2,283.4463636363636,-8.553636363636372,8.553636363636372,291.7660920959999,-0.2339079040000911,0.2339079040000911,291.99159078558074,-0.00840921441925957,0.00840921441925957,292.0062215892769,0.006221589276890427,0.006221589276890427]
[293,209.55,284.3554545454545,-8.644545454545494,8.644545454545494,292.742051346,-0.25794865400001754,0.25794865400001754,292.9721942057864,-0.02780579421357743,0.02780579421357743,292.98640786106256,-0.013592138937440268,0.013592138937440268]
[294,209.91,285.2905194805195,-8.709480519480508,8.709480519480508,293.7461677178399,-0.25383228216009,0.25383228216009,293.98114291145765,-0.018857088542347356,0.018857088542347356,293.9949229912716,-0.005077008728392229,0.005077008728392229]
[295,210.27,286.2255844155844,-8.774415584415578,8.774415584415578,294.75056050055997,-0.24943949944002952,0.24943949944002952,294.9904245663961,-0.009575433603913552,0.009575433603913552,295.0037665476537,0.0037665476536972164,0.0037665476536972164]
[296,210.62,287.1346753246753,-8.8653246753247,8.8653246753247,295.72731848416,-0.27268151584002,0.27268151584002,295.9719900969449,-0.028009903055078667,0.028009903055078667,295.9849018601155,-0.015098139884514694,0.015098139884514694]
[297,210.98,288.06974025974023,-8.930259740259771,8.930259740259771,296.7322564105599,-0.26774358944010146,0.26774358944010146,296.98192924207586,-0.018070757924135705,0.018070757924135705,296.994394133094,-0.005605866906023493,0.005605866906023493]
[298,211.34,289.00480519480516,-8.995194805194842,8.995194805194842,297.73747074783995,-0.26252925216004996,0.26252925216004996,297.99220218855794,-0.007797811442060265,0.007797811442060265,298.00421583448343,0.0042158344834319905,0.0042158344834319905]
[299,211.69,289.91389610389604,-9.086103896103964,9.086103896103964,298.71502746503995,-0.2849725349600476,0.2849725349600476,298.9747322916833,-0.025267708316675908,0.025267708316675908,298.9863030837499,-0.013696916250125923,0.013696916250125923]
[300,212.05,290.8489610389611,-9.151038961038921,9.151038961038921,299.720786946,-0.2792130540000244,0.2792130540000244,299.9856644088571,-0.014335591142923931,0.014335591142923931,299.9967754833928,-0.003224516607190253,0.003224516607190253]
[301,212.4,291.75805194805196,-9.241948051948043,9.241948051948043,300.69887366399996,-0.30112633600003846,0.30112633600003846,300.9688359144384,-0.03116408556161332,0.03116408556161332,300.979495997318,-0.02050400268200292,0.02050400268200292]
[302,212.76,292.69311688311683,-9.30688311688317,9.30688311688317,301.70517828863996,-0.29482171136004354,0.29482171136004354,301.980428317401,-0.019571682599007545,0.019571682599007545,301.99062041568817,-0.009379584311830058,0.009379584311830058]
[303,213.12,293.6281818181819,-9.371818181818128,9.371818181818128,302.71175932415997,-0.2882406758400293,0.2882406758400293,302.9923559392002,-0.007644060799805175,0.007644060799805175,303.00207594102534,0.0020759410253390342,0.0020759410253390342]
[304,213.47,294.53727272727275,-9.46272727272725,9.46272727272725,303.69064477575995,-0.3093552242400506,0.3093552242400506,303.9764961134102,-0.023503886589821832,0.023503886589821832,303.9857532422124,-0.014246757787589104,0.014246757787589104]
[305,213.83,295.4723376623377,-9.52766233766232,9.52766233766232,304.69777095496,-0.3022290450400078,0.3022290450400078,304.9890857014972,-0.010914298502825659,0.010914298502825659,304.99786278464495,-0.0021372153550487383,0.0021372153550487383]
[306,214.19,296.4074025974026,-9.592597402597391,9.592597402597391,305.70517354504,-0.2948264549600026,0.2948264549600026,306.00201136050475,0.0020113605047527017,0.0020113605047527017,306.0103044498498,0.010304449849797948,0.010304449849797948]
[307,214.55,297.3424675324676,-9.657532467532405,9.657532467532405,306.71285254599997,-0.28714745400003494,0.28714745400003494,307.01527337711525,0.015273377115249787,0.015273377115249787,307.02307858074,0.02307858073999114,0.02307858073999114]
[308,214.9,298.2515584415584,-9.748441558441584,9.748441558441584,307.69280546399995,-0.3071945360000541,0.3071945360000541,308.00071197137095,0.0007119713709471398,0.0007119713709471398,308.00803916435524,0.008039164355238881,0.008039164355238881]
[309,215.26,299.1866233766234,-9.813376623376598,9.813376623376598,308.70102960863994,-0.2989703913600579,0.2989703913600579,309.01463820016977,0.014638200169770244,0.014638200169770244,309.02146999875634,0.02146999875634492,0.02146999875634492]
[310,215.61,300.0957142857144,-9.904285714285606,9.904285714285606,309.68151252743996,-0.3184874725600366,0.3184874725600366,310.0007230983368,0.0007230983367776389,0.0007230983367776389,310.00706969520587,0.007069695205871085,0.007069695205871085]
[311,215.97,301.0307792207792,-9.969220779220791,9.969220779220791,310.69028181575993,-0.3097181842400687,0.3097181842400687,311.0153146544215,0.015314654421501928,0.015314654421501928,311.0211585736111,0.021158573611103293,0.021158573611103293]
[312,216.32,301.9398701298701,-10.060129870129913,10.060129870129913,311.6712947353599,-0.32870526464012073,0.32870526464012073,312.0020469406221,0.0020469406221081954,0.0020469406221081954,312.00739868830743,0.0073986883074326215,0.0073986883074326215]
[313,216.68,302.87493506493513,-10.12506493506487,10.12506493506487,312.68060916736,-0.31939083264001056,0.31939083264001056,313.0173049390902,0.01730493909019515,0.01730493909019515,313.0221469556456,0.022146955645609978,0.022146955645609978]
[314,217.03,303.784025974026,-10.215974025973992,10.215974025973992,313.66215208776,-0.3378479122400222,0.3378479122400222,314.0046856974469,0.0046856974469164925,0.0046856974469164925,314.00902879831546,0.009028798315455333,0.009028798315455333]
[315,217.39,304.7190909090908,-10.280909090909176,10.280909090909176,314.67201166343995,-0.327988336560054,0.327988336560054,315.0206112533957,0.020611253395713902,0.020611253395713902,315.02443780395294,0.024437803952935155,0.024437803952935155]
[316,217.73,305.6022077922077,-10.397792207792293,10.397792207792293,315.62602173255993,-0.3739782674400658,0.3739782674400658,315.98040768254265,-0.019592317457352237,0.019592317457352237,315.9837432876515,-0.01625671234847914,0.01625671234847914]
[317,218.08,306.5112987012987,-10.4887012987013,10.4887012987013,316.6083484569599,-0.39165154304009775,0.39165154304009775,316.9687494361813,-0.03125056381867353,0.03125056381867353,316.9715765745148,-0.028423425485186726,0.028423425485186726]
[318,218.44,307.4463636363637,-10.553636363636315,10.553636363636315,317.6190142310399,-0.3809857689601017,0.3809857689601017,317.985664268964,-0.014335731035998833,0.014335731035998833,317.9879652111344,-0.012034788865605606,0.012034788865605606]
[319,218.79,308.3554545454545,-10.644545454545494,10.644545454545494,318.6018709562399,-0.3981290437600933,0.3981290437600933,318.9746571821611,-0.025342817838918563,0.025342817838918563,318.9764434912399,-0.02355650876012305,0.02355650876012305]
[320,219.15,309.2905194805195,-10.709480519480508,10.709480519480508,319.613081874,-0.38691812600001185,0.38691812600001185,319.99224233660965,-0.007757663390350444,0.007757663390350444,319.9934962302323,-0.006503769767675749,0.006503769767675749]
[321,219.5,310.1996103896103,-10.800389610389686,10.800389610389686,320.5964686,-0.40353140000001986,0.40353140000001986,320.9818874934876,-0.018112506512409254,0.018112506512409254,320.982620828342,-0.01737917165797853,0.01737917165797853]
[322,219.85,311.1087012987013,-10.891298701298695,10.891298701298695,321.58011659399995,-0.4198834060000536,0.4198834060000536,321.9718545778787,-0.028145422121326646,0.028145422121326646,321.9720645227315,-0.027935477268499653,0.027935477268499653]
[323,220.21,312.0437662337663,-10.956233766233709,10.956233766233709,322.59214138823995,-0.407858611760048,0.407858611760048,322.9904425693809,-0.009557430619111074,0.009557430619111074,322.9901112797523,-0.00988872024771581,0.00988872024771581]
[324,220.56,312.9528571428571,-11.047142857142887,11.047142857142887,323.5763193830399,-0.4236806169600982,0.4236806169600982,323.981063516002,-0.018936483998004405,0.018936483998004405,323.98020327802027,-0.01979672197973059,0.01979672197973059]
[325,220.91,313.861948051948,-11.13805194805201,11.13805194805201,324.5607586458399,-0.4392413541601172,0.4392413541601172,324.97200718801264,-0.027992811987360255,0.027992811987360255,324.9706153539026,-0.029384646097412315,0.029384646097412315]
[326,221.27,314.797012987013,-11.202987012987023,11.202987012987023,325.57359731656,-0.42640268344001697,0.42640268344001697,325.9916005020345,-0.008399497965513092,0.008399497965513092,325.9896591859081,-0.010340814091875927,0.010340814091875927]
[327,221.62,315.7061038961039,-11.293896103896088,11.293896103896088,326.55856658016,-0.4414334198399956,0.4414334198399956,326.9831996548242,-0.016800345175795428,0.016800345175795428,326.98072156121196,-0.019278438788035146,0.019278438788035146]
[328,221.97,316.6151948051948,-11.38480519480521,11.38480519480521,327.54379711175994,-0.45620288824005684,0.45620288824005684,327.97512233087997,-0.024877669120030532,0.024877669120030532,327.97210500023454,-0.027894999765464945,0.027894999765464945]
[329,222.32,317.52428571428567,-11.475714285714332,11.475714285714332,328.52928891135997,-0.4707110886400301,0.4707110886400301,328.96736879365113,-0.03263120634886718,0.03263120634886718,328.9638098296254,-0.03619017037459571,0.03619017037459571]
[330,222.68,318.4593506493506,-11.540649350649403,11.540649350649403,329.54321019135995,-0.45678980864005325,0.45678980864005325,329.9883032282713,-0.011696771728679778,0.011696771728679778,329.98418472271527,-0.0158152772847302,0.0158152772847302]
[331,223.03,319.3684415584416,-11.631558441558411,11.631558441558411,330.5292319917599,-0.4707680082400998,0.4707680082400998,330.9812073247973,-0.01879267520268968,0.01879267520268968,330.97654252099,-0.0234574790100055,0.0234574790100055]
[332,223.38,320.27753246753247,-11.722467532467533,11.722467532467533,331.5155150601599,-0.4844849398401152,0.4844849398401152,331.97443600591527,-0.02556399408473453,0.02556399408473453,331.9692227020965,-0.030777297903512135,0.030777297903512135]
[333,223.73,321.18662337662334,-11.813376623376655,11.813376623376655,332.5020593965599,-0.4979406034400995,0.4979406034400995,332.9679895350747,-0.03201046492529258,0.03201046492529258,332.9622255947863,-0.03777440521372455,0.03777440521372455]
[334,224.09,322.1216883116883,-11.878311688311726,11.878311688311726,333.51706328584,-0.4829367141600187,0.4829367141600187,333.99026948808176,-0.009730511918235152,0.009730511918235152,333.98393701929075,-0.016062980709250496,0.016062980709250496]
[335,224.45,323.0567532467532,-11.943246753246797,11.943246753246797,334.53234358599997,-0.4676564140000323,0.4676564140000323,335.01289368245915,0.012893682459150568,0.012893682459150568,335.0059905667295,0.005990566729508373,0.005990566729508373]
[336,224.8,323.9658441558442,-12.034155844155805,12.034155844155805,335.519686656,-0.4803133440000238,0.4803133440000238,336.0074419523073,0.007441952307317479,0.007441952307317479,335.9999820790952,-1.7920904781476565e-05,1.7920904781476565e-05]
[337,225.15,324.8749350649351,-12.125064935064927,12.125064935064927,336.5072909939999,-0.4927090060000978,0.4927090060000978,337.00231613905015,0.002316139050151378,0.002316139050151378,336.994297642203,-0.005702357797019886,0.005702357797019886]
[338,225.5,325.78402597402595,-12.215974025974049,12.215974025974049,337.4951565999999,-0.5048434000000839,0.5048434000000839,337.9975165061375,-0.00248349386248492,0.00248349386248492,337.9889375874513,-0.011062412548710654,0.011062412548710654]
[339,225.85,326.69311688311683,-12.30688311688317,12.30688311688317,338.4832834739999,-0.5167165260000957,0.5167165260000957,338.9930433170192,-0.006956682980785445,0.006956682980785445,338.98390224676353,-0.01609775323646545,0.01609775323646545]
[340,226.21,327.6281818181819,-12.371818181818128,12.371818181818128,339.49991511624,-0.500084883759996,0.500084883759996,340.0173545960194,0.017354596019401924,0.017354596019401924,340.0076335808266,0.0076335808266208005,0.0076335808266208005]
[341,226.56,328.53727272727275,-12.46272727272725,12.46272727272725,340.48857199104,-0.5114280089600243,0.5114280089600243,341.0135444307297,0.013544430729723445,0.013544430729723445,341.0032579675913,0.003257967591309807,0.003257967591309807]
[342,226.91,329.4463636363636,-12.553636363636372,12.553636363636372,341.47749013384,-0.5225098661600214,0.5225098661600214,342.01006150711044,0.010061507110435741,0.010061507110435741,341.99920807687676,-0.000791923123244942,0.000791923123244942]
[343,227.26,330.35545454545445,-12.64454545454555,12.64454545454555,342.46666954463996,-0.5333304553600442,0.5333304553600442,343.0069060886115,0.006906088611515315,0.006906088611515315,342.9954842427234,-0.0045157572765788245,0.0045157572765788245]
[344,227.61,331.26454545454544,-12.735454545454559,12.735454545454559,343.45611022343996,-0.5438897765600359,0.5438897765600359,344.00407843868265,0.0040784386826544505,0.0040784386826544505,343.9920867996979,-0.007913200302084533,0.007913200302084533]
[345,227.96,332.17363636363643,-12.826363636363567,12.826363636363567,344.44581217023995,-0.5541878297600533,0.5541878297600533,345.0015788207736,0.0015788207736022741,0.0015788207736022741,344.9890160828941,-0.010983917105875207,0.010983917105875207]
[346,228.31,333.0827272727273,-12.917272727272689,12.917272727272689,345.4357753850399,-0.5642246149600965,0.5642246149600965,345.9994074983339,-0.0005925016661194604,0.0005925016661194604,345.98627242793333,-0.013727572066670746,0.013727572066670746]
[347,228.66,333.9918181818182,-13.00818181818181,13.00818181818181,346.4259998678399,-0.5740001321601085,0.5740001321601085,346.99756473481335,-0.002435265186647939,0.002435265186647939,346.9838561709641,-0.016143829035911494,0.016143829035911494]
[348,229.01,334.900909090909,-13.09909090909099,13.09909090909099,347.41648561863985,-0.5835143813601462,0.5835143813601462,347.99605079366177,-0.003949206338234035,0.003949206338234035,347.9817676486637,-0.018232351336280317,0.018232351336280317]
[349,229.36,335.81,-13.189999999999998,13.189999999999998,348.40723263743996,-0.5927673625600391,0.5927673625600391,348.9948659383288,-0.005134061671185464,0.005134061671185464,348.98000719823796,-0.019992801762043655,0.019992801762043655]
[350,229.72,336.745064935065,-13.254935064935012,13.254935064935012,349.42655928575994,-0.5734407142400642,0.5734407142400642,350.0225622598406,0.022562259840583465,0.022562259840583465,350.0071104995115,0.007110499511497892,0.007110499511497892]
[351,230.07,337.6541558441558,-13.34584415584419,13.34584415584419,350.4178363053599,-0.5821636946400872,0.5821636946400872,351.0220457878714,0.022045787871377343,0.022045787871377343,351.0060166043408,0.006016604340800313,0.006016604340800313]
[352,230.42,338.5632467532467,-13.436753246753312,13.436753246753312,351.4093745929599,-0.5906254070400792,0.5906254070400792,352.0218591995972,0.02185919959720195,0.02185919959720195,352.0052518055265,0.005251805526484077,0.005251805526484077]
[353,230.77,339.4723376623377,-13.52766233766232,13.52766233766232,352.4011741485599,-0.5988258514400968,0.5988258514400968,353.02200275846764,0.022002758467635886,0.022002758467635886,353.0048164424084,0.004816442408412058,0.004816442408412058]
[354,231.12,340.38142857142856,-13.618571428571443,13.618571428571443,353.3932349721599,-0.6067650278400833,0.6067650278400833,354.02247672793237,0.022476727932371432,0.022476727932371432,354.00471085485725,0.004710854857250979,0.004710854857250979]
[355,231.47,341.29051948051955,-13.70948051948045,13.70948051948045,354.3855570637599,-0.6144429362400956,0.6144429362400956,355.02328137144127,0.023281371441271403,0.023281371441271403,355.00493538327595,0.004935383275949334,0.004935383275949334]
[356,231.81,342.1736363636363,-13.82636363636368,13.82636363636368,355.3497772730399,-0.6502227269601235,0.6502227269601235,355.9958084836967,-0.004191516303308163,0.004191516303308163,355.9768984942587,-0.02310150574129466,0.02310150574129466]
[357,232.16,343.0827272727273,-13.917272727272689,13.917272727272689,356.3426144358399,-0.6573855641601085,0.6573855641601085,356.997265799103,-0.0027342008970094867,0.0027342008970094867,356.9777748218268,-0.022225178173187032,0.022225178173187032]
[358,232.51,343.99181818181813,-14.008181818181868,14.008181818181868,357.3357128666398,-0.6642871333601761,0.6642871333601761,357.99905457137527,-0.0009454286247319033,0.0009454286247319033,357.97898227998695,-0.021017720013048802,0.021017720013048802]
[359,232.86,344.9009090909091,-14.099090909090876,14.099090909090876,358.32907256543996,-0.670927434560042,0.670927434560042,359.0011750639636,0.0011750639636147753,0.0011750639636147753,358.9805212112572,-0.019478788742787856,0.019478788742787856]
[360,233.21,345.81,-14.189999999999998,14.189999999999998,359.32269353223995,-0.6773064677600473,0.6773064677600473,360.00362754031744,0.0036275403174386156,0.0036275403174386156,359.9823919586889,-0.017608041311120814,0.017608041311120814]
[361,233.56,346.7190909090909,-14.28090909090912,14.28090909090912,360.3165757670399,-0.6834242329600784,0.6834242329600784,361.0064122638867,0.006412263886716119,0.006412263886716119,360.9845948658685,-0.015405134131526665,0.015405134131526665]
[362,233.91,347.6281818181819,-14.371818181818128,14.371818181818128,361.3107192698399,-0.6892807301600783,0.6892807301600783,362.0095294981209,0.009529498120912194,0.009529498120912194,361.9871302769172,-0.012869723082815199,0.012869723082815199]
[363,234.26,348.53727272727275,-14.46272727272725,14.46272727272725,362.3051240406399,-0.6948759593601039,0.6948759593601039,363.0129795064699,0.012979506469889657,0.012979506469889657,362.9899985364912,-0.010001463508785946,0.010001463508785946]
[364,234.6,349.42038961038963,-14.579610389610366,14.579610389610366,363.2713674239999,-0.7286325760001091,0.7286325760001091,363.9880784126376,-0.011921587362394348,0.011921587362394348,363.964532464053,-0.03546753594702068,0.03546753594702068]
[365,234.95,350.3294805194805,-14.670519480519488,14.670519480519488,364.2662872659999,-0.7337127340001075,0.7337127340001075,364.9921852330233,-0.007814766976707688,0.007814766976707688,364.9680579222906,-0.03194207770940238,0.03194207770940238]
[366,235.3,351.23857142857145,-14.761428571428553,14.761428571428553,365.261468376,-0.7385316240000179,0.7385316240000179,365.9966256103458,-0.0033743896541977847,0.0033743896541977847,365.97191725633985,-0.028082743660149845,0.028082743660149845]
[367,235.65,352.1476623376623,-14.852337662337675,14.852337662337675,366.256910754,-0.7430892460000109,0.7430892460000109,367.00139980805477,0.0013998080547708014,0.0013998080547708014,366.9761108129895,-0.023889187010524893,0.023889187010524893]
[368,236,353.0567532467532,-14.943246753246797,14.943246753246797,367.25261439999997,-0.7473856000000296,0.7473856000000296,368.0065080896,0.006508089600004041,0.006508089600004041,367.9806389395654,-0.01936106043461905,0.01936106043461905]
[369,236.35,353.9658441558442,-15.034155844155805,15.034155844155805,368.2485793139999,-0.7514206860000741,0.7514206860000741,369.01195071843136,0.011950718431364749,0.011950718431364749,368.9855019839321,-0.014498016067875596,0.014498016067875596]
[370,236.7,354.8749350649351,-15.125064935064927,15.125064935064927,369.2448054959999,-0.7551945040000874,0.7551945040000874,370.0177279579983,0.017727957998317834,0.017727957998317834,369.9907002944944,-0.009299705505611655,0.009299705505611655]
[371,237.05,355.784025974026,-15.215974025973992,15.215974025973992,370.24129294599993,-0.7587070540000695,0.7587070540000695,371.02384007175084,0.023840071750839797,0.023840071750839797,370.99623422019573,-0.003765779804268732,0.003765779804268732]
[372,237.4,356.6931168831169,-15.306883116883114,15.306883116883114,371.2380416639999,-0.7619583360000775,0.7619583360000775,372.0302873231384,0.03028732313839555,0.03028732313839555,372.00210411051984,0.002104110519837832,0.002104110519837832]
[373,237.75,357.60220779220776,-15.397792207792236,15.397792207792236,372.2350516499999,-0.7649483500001111,0.7649483500001111,373.037069975611,0.037069975611018435,0.037069975611018435,373.0083103154922,0.008310315492224163,0.008310315492224163]
[374,238.09,358.48532467532465,-15.514675324675352,15.514675324675352,373.2038258138399,-0.7961741861601013,0.7961741861601013,374.0154088229566,0.015408822956601398,0.015408822956601398,373.98609014266987,-0.013909857330133946,0.013909857330133946]
[375,238.44,359.3944155844155,-15.605584415584474,15.605584415584474,374.2013508710399,-0.7986491289601076,0.7986491289601076,375.0228534663496,0.02285346634960206,0.02285346634960206,374.99296039526433,-0.007039604735666671,0.007039604735666671]
[376,238.79,360.3035064935065,-15.696493506493482,15.696493506493482,375.19913719623986,-0.8008628037601397,0.8008628037601397,376.0306342936496,0.03063429364959802,0.03063429364959802,376.00016800577777,0.0001680057777662114,0.0001680057777662114]
[377,239.14,361.2125974025974,-15.787402597402604,15.787402597402604,376.1971847894398,-0.8028152105601976,0.8028152105601976,377.0387515683063,0.03875156830628157,0.03875156830628157,377.00771332638914,0.00771332638913691,0.00771332638913691]
[378,239.48,362.0957142857143,-15.90428571428572,15.90428571428572,377.16696691455996,-0.8330330854400358,0.8330330854400358,378.01838790763225,0.018387907632245515,0.018387907632245515,377.9867953470187,-0.013204652981301024,0.013204652981301024]
[379,239.83,363.0048051948053,-15.995194805194728,15.995194805194728,378.16552957895993,-0.8344704210400664,0.8344704210400664,379.0271692358594,0.027169235859389573,0.027169235859389573,378.99500747259987,-0.004992527400133895,0.004992527400133895]
[380,240.18,363.91389610389615,-16.08610389610385,16.08610389610385,379.16435351135993,-0.8356464886400659,0.8356464886400659,380.03628779426543,0.036287794265433604,0.036287794265433604,380.00355835796364,0.0035583579636409013,0.0035583579636409013]
[381,240.52,364.79701298701303,-16.202987012986966,16.202987012986966,380.1348897945599,-0.8651102054400894,0.8651102054400894,381.0168975588255,0.016897558825519354,0.016897558825519354,380.98361821958696,-0.016381780413041724,0.016381780413041724]
[382,240.87,365.7061038961039,-16.29389610389609,16.29389610389609,381.1342287981599,-0.8657712018401185,0.8657712018401185,382.02668171407976,0.026681714079757057,0.026681714079757057,381.9928379840439,-0.0071620159561121,0.0071620159561121]
[383,241.22,366.6151948051948,-16.38480519480521,16.38480519480521,382.1338290697599,-0.8661709302401164,0.8661709302401164,383.0368038823347,0.036803882334709215,0.036803882334709215,383.0023975627858,0.0023975627858021653,0.0023975627858021653]
[384,241.56,367.4983116883117,-16.501688311688326,16.501688311688326,383.1051195110399,-0.8948804889600979,0.8948804889600979,384.01838933176884,0.018389331768844386,0.018389331768844386,383.9834383092569,-0.016561690743117197,0.016561690743117197]
[385,241.91,368.40740259740255,-16.59259740259745,16.59259740259745,384.1052348538399,-0.8947651461601254,0.8947651461601254,385.02917864015,0.029178640150007595,0.029178640150007595,384.9936688507283,-0.0063311492717161855,0.0063311492717161855]
[386,242.25,369.29051948051944,-16.709480519480564,16.709480519480564,385.0770256499999,-0.9229743500001177,0.9229743500001177,386.01141266588905,0.011412665889054097,0.011412665889054097,385.9753620630666,-0.024637936933402216,0.024637936933402216]
[387,242.6,370.1996103896104,-16.800389610389573,16.800389610389573,386.0776560639998,-0.9223439360001748,0.9223439360001748,387.02287013830164,0.02287013830164142,0.02287013830164142,386.9862649549453,-0.01373504505471601,0.01373504505471601]
[388,242.95,371.1087012987013,-16.891298701298695,16.891298701298695,387.07854774599986,-0.921452254000144,0.921452254000144,388.0346669259092,0.034666925909220936,0.034666925909220936,387.99750942594795,-0.002490574052046668,0.002490574052046668]
[389,243.29,371.9918181818182,-17.00818181818181,17.00818181818181,388.05109270023996,-0.9489072997600374,0.9489072997600374,389.0178803953463,0.01788039534631025,0.01788039534631025,388.9801886173995,-0.0198113826004942,0.0198113826004942]
[390,243.64,372.90090909090907,-17.099090909090933,17.099090909090933,389.05249945343996,-0.9475005465600361,0.9475005465600361,390.0303468902631,0.030346890263103887,0.030346890263103887,389.9921075383416,-0.007892461658400407,0.007892461658400407]
[391,243.98,373.78402597402595,-17.21597402597405,17.21597402597405,390.02554476255995,-0.9744552374400541,0.9744552374400541,391.0142114298403,0.014211429840315759,0.014211429840315759,390.9754425883704,-0.024557411629587023,0.024557411629587023]
[392,244.33,374.69311688311694,-17.306883116883057,17.306883116883057,391.0274665869599,-0.9725334130400825,0.9725334130400825,392.0273486559718,0.02734865597182079,0.02734865597182079,391.98803735750647,-0.011962642493529074,0.011962642493529074]
[393,244.67,375.5762337662337,-17.423766233766287,17.423766233766287,392.0010122509599,-0.9989877490401113,0.9989877490401113,393.0118652603401,0.011865260340073291,0.011865260340073291,392.97202962647253,-0.027970373527466563,0.027970373527466563]
[394,245.02,376.4853246753247,-17.514675324675295,17.514675324675295,393.0034491465599,-0.9965508534401124,0.9965508534401124,394.0256742415916,0.025674241591616465,0.025674241591616465,393.98530164629284,-0.01469835370716055,0.01469835370716055]
[395,245.36,377.3684415584416,-17.63155844155841,17.63155844155841,393.9774951654399,-1.0225048345600953,1.0225048345600953,395.0108439054021,0.010843905402111886,0.010843905402111886,394.96995249867706,-0.030047501322940207,0.030047501322940207]
[396,245.71,378.27753246753247,-17.722467532467533,17.722467532467533,394.9804471322399,-1.019552867760126,1.019552867760126,396.0253256656791,0.025325665679076792,0.025325665679076792,395.9839031759179,-0.016096824082126204,0.016096824082126204]
[397,246.05,379.16064935064935,-17.83935064935065,17.83935064935065,395.954993506,-1.0450064940000061,1.0450064940000061,397.01114938358256,0.011149383582562677,0.011149383582562677,396.9692139803298,-0.030786019670188125,0.030786019670188125]
[398,246.4,380.06974025974023,-17.93025974025977,17.93025974025977,396.958460544,-1.0415394560000095,1.0415394560000095,398.0263049467904,0.02630494679038975,0.02630494679038975,397.9838447259837,-0.016155274016284693,0.016155274016284693]
[399,246.74,380.95285714285717,-18.04714285714283,18.04714285714283,397.93350727264,-1.0664927273600142,1.0664927273600142,399.01278371343807,0.01278371343806839,0.01278371343806839,398.96981685517295,-0.03018314482704909,0.03018314482704909]
[400,247.09,381.861948051948,-18.13805194805201,18.13805194805201,398.93748938183995,-1.0625106181600472,1.0625106181600472,400.0286141034822,0.02861410348219806,0.02861410348219806,399.98512908449874,-0.014870915501262516,0.014870915501262516]
[401,247.43,382.74506493506493,-18.25493506493507,18.25493506493507,399.91303646535994,-1.0869635346400628,1.0869635346400628,401.0157489135249,0.015748913524873842,0.015748913524873842,400.9717639153643,-0.028236084635693715,0.028236084635693715]
[402,247.78,383.65415584415587,-18.345844155844134,18.345844155844134,400.91753364575993,-1.0824663542400685,1.0824663542400685,402.0322551543108,0.03225515431080339,0.03225515431080339,401.98775904789824,-0.012240952101763014,0.012240952101763014]
[403,248.12,384.5372727272727,-18.462727272727307,18.462727272727307,401.89358108415996,-1.1064189158400382,1.1064189158400382,403.0200470023994,0.020047002399394387,0.020047002399394387,402.97505796149943,-0.024942038500569197,0.024942038500569197]
[404,248.46,385.4203896103896,-18.579610389610423,18.579610389610423,402.86987507424,-1.1301249257600148,1.1301249257600148,404.0081629741785,0.008162974178503646,0.008162974178503646,403.9626846134743,-0.037315386525676786,0.037315386525676786]
[405,248.81,386.32948051948057,-18.67051948051943,18.67051948051943,403.87514112903995,-1.124858870960054,1.124858870960054,405.0256799986183,0.025679998618272748,0.025679998618272748,404.9797018026308,-0.020298197369186255,0.020298197369186255]
[406,249.15,387.21259740259745,-18.787402597402547,18.787402597402547,404.8519354739999,-1.1480645260000983,1.1480645260000983,406.0144544932121,0.01445449321209935,0.01445449321209935,405.9679946066846,-0.03200539331538721,0.03200539331538721]
[407,249.5,388.12168831168833,-18.87831168831167,18.87831168831167,405.8577165999999,-1.1422834000001103,1.1422834000001103,407.0326499207376,0.032649920737583216,0.032649920737583216,406.9856982562915,-0.014301743708472259,0.014301743708472259]
[408,249.84,389.0048051948052,-18.995194805194785,18.995194805194785,406.8350112998399,-1.1649887001601087,1.1649887001601087,408.0220839327973,0.02208393279727261,0.02208393279727261,407.97465860389826,-0.025341396101737246,0.025341396101737246]
[409,250.18,389.88792207792216,-19.112077922077845,19.112077922077845,407.8125525513599,-1.187447448640114,1.187447448640114,409.0118432902906,0.011843290290585173,0.011843290290585173,408.96394839904764,-0.03605160095236215,0.03605160095236215]
[410,250.53,390.797012987013,-19.202987012987023,19.202987012987023,408.8191025517599,-1.1808974482401027,1.1808974482401027,410.03105331149055,0.03105331149055246,0.03105331149055246,409.9826794353449,-0.017320564655108228,0.017320564655108228]
[411,250.89,391.73207792207785,-19.26792207792215,19.26792207792215,409.85468369543986,-1.14531630456014,1.14531630456014,411.0797438446683,0.07974384466831452,0.07974384466831452,411.03088205460966,0.030882054609662646,0.030882054609662646]
[412,251.21,392.5632467532468,-19.4367532467532,19.4367532467532,410.77543231623986,-1.2245676837601422,1.2245676837601422,412.0122201080052,0.012220108005180919,0.012220108005180919,411.9629287598439,-0.037071240156080876,0.037071240156080876]
[413,251.55,393.4463636363637,-19.553636363636315,19.553636363636315,411.753967026,-1.246032974000002,1.246032974000002,413.00329286335796,0.0032928633579558664,0.0032928633579558664,412.95354947882373,-0.04645052117626847,0.04645052117626847]
[414,251.9,394.35545454545456,-19.644545454545437,19.644545454545437,412.761539704,-1.238460296000028,1.238460296000028,414.0238559282519,0.023855928251919067,0.023855928251919067,413.9736520175548,-0.02634798244520198,0.02634798244520198]
[415,252.24,395.23857142857145,-19.761428571428553,19.761428571428553,413.74057476864,-1.2594252313600123,1.2594252313600123,415.0155916607262,0.01559166072621565,0.01559166072621565,414.9649451527536,-0.035054847246385634,0.035054847246385634]
[416,252.59,396.1476623376623,-19.852337662337675,19.852337662337675,414.74866251784,-1.251337482160011,1.251337482160011,416.0368377140214,0.03683771402137381,0.03683771402137381,415.9857406100253,-0.014259389974711212,0.014259389974711212]
[417,252.94,397.0567532467532,-19.943246753246797,19.943246753246797,415.75701153503996,-1.2429884649600353,1.2429884649600353,417.0584306021197,0.058430602119699415,0.058430602119699415,417.0068881032726,0.0068881032726153535,0.0068881032726153535]
[418,253.28,397.9398701298701,-20.060129870129913,20.060129870129913,416.73680075775997,-1.2631992422400344,1.2631992422400344,418.05116748387013,0.051167483870131036,0.051167483870131036,417.99919740162574,-0.0008025983742641074,0.0008025983742641074]
[419,253.62,398.822987012987,-20.177012987012972,20.177012987012972,417.71683653215996,-1.2831634678400405,1.2831634678400405,419.04423215454005,0.04423215454005458,0.04423215454005458,418.99183960456725,-0.008160395432753376,0.008160395432753376]
[420,253.96,399.7061038961039,-20.29389610389609,20.29389610389609,418.69711885823995,-1.3028811417600537,1.3028811417600537,420.0376248556372,0.037624855637204746,0.037624855637204746,419.98481505660396,-0.015184943396036488,0.015184943396036488]
[421,254.3,400.5892207792208,-20.410779220779204,20.410779220779204,419.6776477359999,-1.3223522640000738,1.3223522640000738,421.0313458286688,0.03134582866880464,0.03134582866880464,420.9781241027534,-0.021875897246616205,0.021875897246616205]
[422,254.65,401.4983116883117,-20.501688311688326,20.501688311688326,420.6872732339999,-1.3127267660000825,1.3127267660000825,422.054637040388,0.05463704038800188,0.05463704038800188,422.0009969411005,0.000996941100481763,0.000996941100481763]
[423,254.99,402.38142857142856,-20.618571428571443,20.618571428571443,421.66830246663994,-1.3316975333600567,1.3316975333600567,423.0490249547297,0.049024954729702586,0.049024954729702586,422.9949840497472,-0.005015950252811763,0.005015950252811763]
[424,255.33,403.2645454545455,-20.735454545454502,20.735454545454502,422.6495782509599,-1.3504217490400947,1.3504217490400947,424.043741872631,0.04374187263101703,0.04374187263101703,423.98930580082805,-0.010694199171950913,0.010694199171950913]
[425,255.67,404.14766233766227,-20.85233766233773,20.85233766233773,423.6311005869599,-1.368899413040083,1.368899413040083,425.0387880355992,0.03878803559922517,0.03878803559922517,424.9839625414235,-0.016037458576477093,0.016037458576477093]
[426,256.01,405.03077922077915,-20.969220779220848,20.969220779220848,424.6128694746399,-1.387130525360078,1.387130525360078,426.03416368514195,0.03416368514194801,0.03416368514194801,425.9789546191283,-0.021045380871726138,0.021045380871726138]
[427,256.35,405.9138961038962,-21.086103896103793,21.086103896103793,425.59488491400003,-1.4051150859999666,1.4051150859999666,427.02986906276635,0.029869062766351817,0.029869062766351817,426.97428238205185,-0.0257176179481462,0.0257176179481462]
[428,256.7,406.8229870129869,-21.177012987013086,21.177012987013086,426.6060406959999,-1.3939593040000773,1.3939593040000773,428.0552045649383,0.05520456493832171,0.05520456493832171,427.999235498726,-0.0007645012739772028,0.0007645012739772028]
[429,257.04,407.70610389610397,-21.29389610389603,21.29389610389603,427.58855649024,-1.4114435097599767,1.4114435097599767,429.0515798389954,0.05157983899539431,0.05157983899539431,428.99524557738295,-0.004754422617054388,0.004754422617054388]
[430,257.38,408.58922077922074,-21.41077922077926,21.41077922077926,428.5713188361599,-1.4286811638401105,1.4286811638401105,430.04828557275926,0.04828557275925505,0.04828557275925505,429.99159239897125,-0.008407601028750378,0.008407601028750378]
[431,257.72,409.47233766233774,-21.527662337662264,21.527662337662264,429.55432773376003,-1.445672266239967,1.445672266239967,431.0453220077377,0.04532200773769546,0.04532200773769546,430.98827631368084,-0.011723686319157878,0.011723686319157878]
[432,258.06,410.35545454545456,-21.644545454545437,21.644545454545437,430.5375831830399,-1.4624168169601148,1.4624168169601148,432.04268938543754,0.04268938543754075,0.04268938543754075,431.9852976722189,-0.014702327781094482,0.014702327781094482]
[433,258.4,411.23857142857133,-21.761428571428667,21.761428571428667,431.52108518399984,-1.478914816000156,1.478914816000156,433.04038794736636,0.04038794736635509,0.04038794736635509,432.9826568258114,-0.017343174188624744,0.017343174188624744]
[434,258.74,412.12168831168833,-21.87831168831167,21.87831168831167,432.50483373663997,-1.4951662633600336,1.4951662633600336,434.03841793503176,0.0384179350317595,0.0384179350317595,433.98035412620476,-0.019645873795241187,0.019645873795241187]
[435,259.08,413.0048051948051,-21.9951948051949,21.9951948051949,433.48882884095985,-1.5111711590401455,1.5111711590401455,435.0367795899407,0.03677958994069286,0.03677958994069286,434.97838992566477,-0.021610074335228546,0.021610074335228546]
[436,259.42,413.88792207792216,-22.112077922077845,22.112077922077845,434.47307049695996,-1.5269295030400372,1.5269295030400372,436.0354731536011,0.03547315360111725,0.03547315360111725,435.97676457697816,-0.02323542302184478,0.02323542302184478]
[437,259.76,414.7710389610389,-22.228961038961074,22.228961038961074,435.45755870463984,-1.5424412953601632,1.5424412953601632,437.0344988675197,0.03449886751968734,0.03449886751968734,436.9754784334535,-0.024521566546525264,0.024521566546525264]
[438,260.1,415.6541558441559,-22.345844155844077,22.345844155844077,436.442293464,-1.557706536000012,1.557706536000012,438.03385697320414,0.03385697320413783,0.03385697320413783,437.97453184892214,-0.025468151077859602,0.025468151077859602]
[439,260.44,416.53727272727275,-22.46272727272725,22.46272727272725,437.42727477503996,-1.5727252249600383,1.5727252249600383,439.0335477121618,0.03354771216180552,0.03354771216180552,438.9739251777374,-0.026074822262614816,0.026074822262614816]
[440,260.78,417.4203896103895,-22.57961038961048,22.57961038961048,438.41250263775987,-1.5874973622401285,1.5874973622401285,440.03357132589986,0.033571325899856674,0.033571325899856674,439.97365877477813,-0.02634122522186999,0.02634122522186999]
[441,261.12,418.3035064935065,-22.696493506493482,22.696493506493482,439.39797705215994,-1.6020229478400552,1.6020229478400552,441.03392805592597,0.03392805592596915,0.03392805592596915,440.9737329954466,-0.026267004553403694,0.026267004553403694]
[442,261.46,419.18662337662334,-22.813376623376655,22.813376623376655,440.38369801823984,-1.6163019817601594,1.6163019817601594,442.03461814374725,0.03461814374725236,0.03461814374725236,441.97414819567035,-0.02585180432964762,0.02585180432964762]
[443,261.8,420.06974025974034,-22.930259740259658,22.930259740259658,441.36966553599996,-1.6303344640000432,1.6303344640000432,443.0356418308713,0.03564183087132733,0.03564183087132733,442.97490473190436,-0.025095268095640222,0.025095268095640222]
[444,262.14,420.9528571428571,-23.047142857142887,23.047142857142887,442.35587960543984,-1.6441203945601615,1.6441203945601615,444.03699935880513,0.03699935880513294,0.03699935880513294,443.9760029611285,-0.02399703887152782,0.02399703887152782]
[445,262.48,421.835974025974,-23.164025974026003,23.164025974026003,443.34234022655994,-1.6576597734400593,1.6576597734400593,445.03869096905635,0.03869096905634706,0.03869096905634706,444.9774432408522,-0.022556759147789762,0.022556759147789762]
[446,262.83,422.7450649350649,-23.254935064935125,23.254935064935125,444.3580719309599,-1.641928069040091,1.641928069040091,446.0701933177382,0.07019331773818749,0.07019331773818749,446.00869531301583,0.008695313015834927,0.008695313015834927]
[447,263.17,423.62818181818193,-23.37181818181807,23.37181818181807,445.34503290695994,-1.6549670930400566,1.6549670930400566,447.0725636609591,0.07256366095907651,0.07256366095907651,447.01083085519616,0.010830855196161338,0.010830855196161338]
[448,263.5,424.4853246753246,-23.51467532467541,23.51467532467541,446.3032013999999,-1.6967986000000792,1.6967986000000792,448.0457727087875,0.04577270878752415,0.04577270878752415,447.98381996603183,-0.016180033968169028,0.016180033968169028]
[449,263.84,425.36844155844153,-23.631558441558468,23.631558441558468,447.2906482278398,-1.7093517721601756,1.7093517721601756,449.0488030633816,0.048803063381626544,0.048803063381626544,448.9866320334152,-0.013367966584780788,0.013367966584780788]
[450,264.18,426.2515584415584,-23.748441558441584,23.748441558441584,448.27834160735995,-1.7216583926400517,1.7216583926400517,450.0521687078298,0.052168707829821415,0.052168707829821415,449.98978794678084,-0.010212053219163408,0.010212053219163408]
[451,264.52,427.1346753246753,-23.8653246753247,23.8653246753247,449.2662815385599,-1.7337184614401053,1.7337184614401053,451.05586988363945,0.05586988363944556,0.05586988363944556,450.9932880668185,-0.006711933181520635,0.006711933181520635]
[452,264.86,428.01779220779224,-23.98220779220776,23.98220779220776,450.25446802143995,-1.7455319785600523,1.7455319785600523,452.0599068323182,0.05990683231817684,0.05990683231817684,451.99713275475125,-0.00286724524875126,0.00286724524875126]
[453,265.2,428.900909090909,-24.09909090909099,24.09909090909099,451.24290105599994,-1.757098944000063,1.757098944000063,453.0642797953728,0.06427979537278361,0.06427979537278361,453.001322372336,0.0013223723360056283,0.0013223723360056283]
[454,265.54,429.784025974026,-24.215974025973992,24.215974025973992,452.2315806422399,-1.7684193577600809,1.7684193577600809,454.0689890143111,0.06898901431111426,0.06898901431111426,454.00585728186394,0.005857281863939079,0.005857281863939079]
[455,265.87,430.64116883116884,-24.35883116883116,24.35883116883116,453.1914171981599,-1.808582801840089,1.808582801840089,455.04446975730156,0.044469757301556,0.044469757301556,454.981177598388,-0.018822401611998885,0.018822401611998885]
[456,266.21,431.5242857142856,-24.47571428571439,24.47571428571439,454.18058263623993,-1.819417363760067,1.819417363760067,456.04984230499656,0.049842304996559506,0.049842304996559506,455.9863939986229,-0.013606001377127086,0.013606001377127086]
[457,266.55,432.40740259740267,-24.592597402597335,24.592597402597335,455.16999462599995,-1.8300053740000521,1.8300053740000521,457.0555518259942,0.0555518259942005,0.0555518259942005,456.991956770179,-0.008043229820998476,0.008043229820998476]
[458,266.89,433.29051948051944,-24.709480519480564,24.709480519480564,456.1596531674399,-1.8403468325601011,1.8403468325601011,458.0615985618016,0.0615985618015884,0.0615985618015884,457.9978662774776,-0.0021337225223874157,0.0021337225223874157]
[459,267.22,434.1476623376624,-24.852337662337618,24.852337662337618,457.12043988576005,-1.8795601142399505,1.8795601142399505,459.0383783999651,0.03837839996509729,0.03837839996509729,458.97452214517324,-0.025477854826760904,0.025477854826760904]
[460,267.56,435.03077922077927,-24.969220779220734,24.969220779220734,458.1105842790399,-1.8894157209600735,1.8894157209600735,460.0450903541781,0.04509035417811447,0.04509035417811447,459.9811159945593,-0.018884005440725105,0.018884005440725105]
[461,267.9,435.91389610389604,-25.086103896103964,25.086103896103964,459.1009752239999,-1.8990247760000898,1.8990247760000898,461.05214024061996,0.0521402406199627,0.0521402406199627,460.98805766541255,-0.011942334587445202,0.011942334587445202]
[462,268.24,436.7970129870129,-25.20298701298708,25.20298701298708,460.0916127206399,-1.908387279360113,1.908387279360113,462.05952830079787,0.059528300797865086,0.059528300797865086,461.9953475242966,-0.004652475703380787,0.004652475703380787]
[463,268.57,437.65415584415575,-25.345844155844247,25.345844155844247,461.0533496013599,-1.946650398640088,1.946650398640088,463.0376109296505,0.03761092965049784,0.03761092965049784,462.97334453587774,-0.026655464122256944,0.026655464122256944]
[464,268.91,438.5372727272728,-25.462727272727193,25.462727272727193,462.04447294984004,-1.955527050159958,1.955527050159958,464.045666097883,0.04566609788298592,0.04566609788298592,463.98132160499523,-0.018678395004769754,0.018678395004769754]
[465,269.25,439.4203896103896,-25.579610389610423,25.579610389610423,463.0358428499999,-1.9641571500001191,1.9641571500001191,465.0540601572703,0.05406015727032809,0.05406015727032809,464.98964795425087,-0.010352045749129957,0.010352045749129957]
[466,269.58,440.2775324675324,-25.72246753246759,25.72246753246759,463.9982905929599,-2.001709407040096,2.001709407040096,466.03311988319894,0.03311988319893544,0.03311988319893544,465.96865201711995,-0.031347982880049585,0.031347982880049585]
[467,269.92,441.1606493506494,-25.839350649350592,25.839350649350592,464.99014634495995,-2.0098536550400468,2.0098536550400468,467.0421824643782,0.04218246437818607,0.04218246437818607,466.97766773342977,-0.02233226657023124,0.02233226657023124]
[468,270.26,442.0437662337662,-25.956233766233822,25.956233766233822,465.9822486486399,-2.0177513513601184,2.0177513513601184,468.05158465413115,0.051584654131147545,0.051584654131147545,467.98703382678644,-0.012966173213555976,0.012966173213555976]
[469,270.59,442.900909090909,-26.09909090909099,26.09909090909099,466.9454072538399,-2.054592746160097,2.054592746160097,469.0316235456107,0.03162354561072789,0.03162354561072789,468.9670481035727,-0.032951896427277916,0.032951896427277916]
[470,270.93,443.784025974026,-26.215974025973992,26.215974025973992,467.9379954093599,-2.062004590640072,2.062004590640072,470.0416956708929,0.04169567089292059,0.04169567089292059,469.97710573028536,-0.022894269714640814,0.022894269714640814]
[471,271.27,444.66714285714284,-26.332857142857165,26.332857142857165,468.9308301165599,-2.069169883440111,2.069169883440111,471.0521081221679,0.05210812216790828,0.05210812216790828,470.98751483577615,-0.012485164223846823,0.012485164223846823]
[472,271.6,445.5242857142857,-26.475714285714275,26.475714285714275,469.894699584,-2.1053004159999773,2.1053004159999773,472.0331282476737,0.03312824767368738,0.03312824767368738,471.9685425030129,-0.031457496987115974,0.031457496987115974]
[473,271.94,446.40740259740255,-26.59259740259745,26.59259740259745,470.8880201430399,-2.1119798569600903,2.1119798569600903,473.04421204821494,0.044212048214944843,0.044212048214944843,472.97964531768565,-0.020354682314348338,0.020354682314348338]
[474,272.27,447.2645454545454,-26.735454545454616,26.735454545454616,471.8523611725599,-2.147638827440119,2.147638827440119,474.0258842325416,0.025884232541613983,0.025884232541613983,473.96134699339774,-0.03865300660226012,0.03865300660226012]
[475,272.61,448.1476623376624,-26.852337662337618,26.852337662337618,472.8461675834399,-2.1538324165600784,2.1538324165600784,475.0376403201751,0.03764032017511454,0.03764032017511454,474.97314496589826,-0.02685503410174306,0.02685503410174306]
[476,272.95,449.03077922077915,-26.969220779220848,26.969220779220848,473.8402205459999,-2.159779454000102,2.159779454000102,476.0497379271318,0.04973792713178682,0.04973792713178682,475.9852962605001,-0.014703739499907442,0.014703739499907442]
[477,273.28,449.887922077922,-27.112077922078015,27.112077922078015,474.80527243775975,-2.194727562240246,2.194727562240246,477.0323947861164,0.03239478611641289,0.03239478611641289,476.96801664136916,-0.03198335863083912,0.03198335863083912]
[478,273.62,450.771038961039,-27.228961038961017,27.228961038961017,475.7998112521599,-2.200188747840116,2.200188747840116,478.04516609390254,0.04516609390253734,0.04516609390253734,477.9808652855631,-0.019134714436916056,0.019134714436916056]
[479,273.95,451.6281818181818,-27.371818181818185,27.371818181818185,476.7653347059999,-2.234665294000081,2.234665294000081,479.02847729410746,0.028477294107460693,0.028477294107460693,478.9642632133934,-0.03573678660660562,0.03573678660660562]
[480,274.29,452.5112987012987,-27.4887012987013,27.4887012987013,477.7603593722399,-2.2396406277600818,2.2396406277600818,480.04192324054867,0.04192324054866958,0.04192324054866958,479.9778106664381,-0.02218933356192565,0.02218933356192565]
[481,274.62,453.36844155844153,-27.631558441558468,27.631558441558468,478.7263543881599,-2.273645611840095,2.273645611840095,481.0258896922166,0.02588969221659454,0.02588969221659454,480.96188755963254,-0.0381124403674562,0.0381124403674562]
[482,274.96,454.2515584415583,-27.748441558441698,27.748441558441698,479.7218649062399,-2.2781350937601133,2.2781350937601133,482.04001121513846,0.040011215138463285,0.040011215138463285,481.9761352850415,-0.023864714958506283,0.023864714958506283]
[483,275.29,455.10870129870136,-27.891298701298638,27.891298701298638,480.68833148423994,-2.3116685157600614,2.3116685157600614,483.0246338285121,0.02463382851209417,0.02463382851209417,482.96089256613897,-0.03910743386103377,0.03910743386103377]
[484,275.63,455.9918181818182,-28.00818181818181,28.00818181818181,481.6843278541599,-2.3156721458400966,2.3156721458400966,484.03943186574037,0.03943186574036872,0.03943186574036872,483.97584203169407,-0.024157968305928534,0.024157968305928534]
[485,275.96,456.84896103896097,-28.151038961039035,28.151038961039035,482.6512659942399,-2.348734005760093,2.348734005760093,485.0247115510621,0.024711551062125636,0.024711551062125636,484.9612811273826,-0.038718872617380384,0.038718872617380384]
[486,276.31,457.75805194805196,-28.241948051948043,28.241948051948043,483.6770602490399,-2.3229397509600744,2.3229397509600744,486.07005917513527,0.07005917513527038,0.07005917513527038,486.0068113516101,0.006811351610110705,0.006811351610110705]
[487,276.64,458.6151948051948,-28.38480519480521,28.38480519480521,484.6444769894399,-2.3555230105600913,2.3555230105600913,487.0560066701718,0.05600667017182559,0.05600667017182559,486.99294390129074,-0.0070560987092562755,0.0070560987092562755]
[488,276.97,459.47233766233774,-28.527662337662264,28.527662337662264,485.61212599175997,-2.3878740082400327,2.3878740082400327,488.04227858725386,0.04227858725386113,0.04227858725386113,487.979413512607,-0.02058648739301816,0.02058648739301816]
[489,277.31,460.3554545454545,-28.644545454545494,28.644545454545494,486.60934061703995,-2.3906593829600524,2.3906593829600524,489.05877708287227,0.05877708287226824,0.05877708287226824,488.99612904816075,-0.0038709518392465725,0.0038709518392465725]
[490,277.64,461.21259740259734,-28.78740259740266,28.78740259740266,487.57746118143996,-2.4225388185600423,2.4225388185600423,490.04570835430184,0.04570835430183706,0.04570835430183706,489.98328406976367,-0.016715930236330223,0.016715930236330223]
[491,277.98,462.09571428571434,-28.904285714285663,28.904285714285663,488.5751616585599,-2.424838341440079,2.424838341440079,491.06288665361564,0.06288665361563517,0.06288665361563517,491.000706527584,0.0007065275839863716,0.0007065275839863716]
[492,278.31,462.95285714285717,-29.04714285714283,29.04714285714283,489.54375378503994,-2.4562462149600606,2.4562462149600606,492.0504781896354,0.05047818963538475,0.05047818963538475,491.988548400815,-0.011451599185022587,0.011451599185022587]
[493,278.64,463.81,-29.189999999999998,29.189999999999998,490.5125781734399,-2.4874218265600803,2.4874218265600803,493.0383952651759,0.0383952651758932,0.0383952651758932,492.97672910517264,-0.023270894827362554,0.023270894827362554]
[494,278.98,464.6931168831169,-29.306883116883114,29.306883116883114,491.51100380255997,-2.4889961974400308,2.4889961974400308,494.0565899413226,0.05658994132261341,0.05658994132261341,493.99520943849365,-0.004790561506354152,0.004790561506354152]
[495,279.31,465.5502597402597,-29.44974025974028,29.44974025974028,492.48029975303996,-2.519700246960042,2.519700246960042,495.0451686400244,0.0451686400243716,0.0451686400243716,494.98407915356546,-0.015920846434539726,0.015920846434539726]
[496,279.64,466.40740259740255,-29.59259740259745,29.59259740259745,493.4498279654398,-2.5501720345602052,2.5501720345602052,496.03407354739403,0.0340735473940299,0.0340735473940299,495.97328876550995,-0.026711234490051083,0.026711234490051083]
[497,279.98,467.29051948051955,-29.70948051948045,29.70948051948045,494.44897874655993,-2.5510212534400694,2.5510212534400694,497.05328668953746,0.05328668953745819,0.05328668953745819,496.9928303017321,-0.00716969826788727,0.00716969826788727]
[498,280.31,468.1476623376624,-29.852337662337618,29.852337662337618,495.41897852103995,-2.5810214789600536,2.5810214789600536,498.04285457863944,0.042854578639435204,0.042854578639435204,497.98273109289215,-0.01726890710784801,0.01726890710784801]
[499,280.64,469.00480519480516,-29.995194805194842,29.995194805194842,496.3892105574398,-2.61078944256019,2.61078944256019,499.03274934555606,0.03274934555605569,0.03274934555605569,498.97297285132,-0.027027148680019764,0.027027148680019764]
[500,280.98,469.8879220779221,-30.1120779220779,30.1120779220779,497.38908649056,-2.6109135094400244,2.6109135094400244,500.0529830428605,0.052983042860489604,0.052983042860489604,499.99357893235725,-0.0064210676427478575,0.0064210676427478575]
[501,281.31,470.74506493506493,-30.25493506493507,30.25493506493507,498.35979008903996,-2.6402099109600385,2.6402099109600385,501.0435421500804,0.04354215008038409,0.04354215008038409,500.9845140479619,-0.015485952038091,0.015485952038091]
[502,281.64,471.6022077922077,-30.397792207792293,30.397792207792293,499.33072594943985,-2.6692740505601478,2.6692740505601478,502.0344288042622,0.03442880426217698,0.03442880426217698,501.97579120589916,-0.024208794100843534,0.024208794100843534]
[503,281.97,472.45935064935065,-30.540649350649346,30.540649350649346,500.30189407176,-2.698105928240011,2.698105928240011,503.02564322622413,0.025643226224133286,0.025643226224133286,502.9674107619691,-0.0325892380308801,0.0325892380308801]
[504,282.31,473.34246753246754,-30.657532467532462,30.657532467532462,501.30273445703995,-2.6972655429600536,2.6972655429600536,504.04723749894754,0.04723749894753837,0.04723749894753837,503.9894378908271,-0.010562109172894907,0.010562109172894907]
[505,282.64,474.19961038961037,-30.80038961038963,30.80038961038963,502.27437414143986,-2.725625858560136,2.725625858560136,505.0391180681122,0.03911806811220231,0.03911806811220231,504.9817537154975,-0.018246284502481558,0.018246284502481558]
[506,282.97,475.0567532467533,-30.943246753246683,30.943246753246683,503.24624608776,-2.753753912239972,2.753753912239972,506.0313270742043,0.0313270742042846,0.0313270742042846,505.97441301961084,-0.025586980389164182,0.025586980389164182]
[507,283.3,475.91389610389615,-31.08610389610385,31.08610389610385,504.218350296,-2.781649704000017,2.781649704000017,507.02386473804177,0.02386473804176603,0.02386473804176603,506.9674161610348,-0.0325838389651949,0.0325838389651949]
[508,283.63,476.771038961039,-31.228961038961017,31.228961038961017,505.19068676615984,-2.8093132338401574,2.8093132338401574,508.01673128044337,0.01673128044336636,0.01673128044336636,507.96076349815263,-0.03923650184736971,0.03923650184736971]
[509,283.97,477.65415584415587,-31.345844155844134,31.345844155844134,506.19273090376,-2.80726909624002,2.80726909624002,509.0400288996463,0.04002889964630185,0.04002889964630185,508.98457264788686,-0.01542735211313584,0.01542735211313584]
[510,284.3,478.5112987012987,-31.4887012987013,31.4887012987013,507.165538936,-2.8344610639999814,2.8344610639999814,510.0335638444788,0.033563844478806004,0.033563844478806004,509.9786199111598,-0.02138008884020337,0.02138008884020337]
[511,284.63,479.3684415584415,-31.631558441558525,31.631558441558525,508.1385792301599,-2.8614207698400946,2.8614207698400946,511.0274283370222,0.0274283370221724,0.0274283370221724,510.9730124592882,-0.02698754071178655,0.02698754071178655]
[512,284.96,480.2255844155843,-31.774415584415692,31.774415584415692,509.11185178623987,-2.8881482137601324,2.8881482137601324,512.0216225980953,0.021622598095291323,0.021622598095291323,511.9677506527383,-0.032249347261711137,0.032249347261711137]
[513,285.29,481.08272727272725,-31.917272727272746,31.917272727272746,510.08535660424,-2.914643395759981,2.914643395759981,513.0161468485164,0.01614684851642778,0.01614684851642778,512.9628348524961,-0.03716514750385613,0.03716514750385613]
[514,285.62,481.9398701298701,-32.06012987012991,32.06012987012991,511.0590936841599,-2.9409063158400954,2.9409063158400954,514.0110013091039,0.011001309103903623,0.011001309103903623,513.9582654200674,-0.04173457993260854,0.04173457993260854]
[515,285.95,482.7970129870129,-32.20298701298708,32.20298701298708,512.0330630259999,-2.9669369740000775,2.9669369740000775,515.0061862006766,0.006186200676552289,0.006186200676552289,514.9540427174786,-0.04595728252138542,0.04595728252138542]
[516,286.3,483.70610389610385,-32.293896103896145,32.293896103896145,513.0663146159999,-2.933685384000114,2.933685384000114,516.0620466512928,0.06204665129280329,0.06204665129280329,516.0105494458326,0.010549445832566562,0.010549445832566562]
[517,286.63,484.5632467532467,-32.43675324675331,32.43675324675331,514.0407625581599,-2.9592374418400595,2.9592374418400595,517.057913127274,0.05791312727399145,0.05791312727399145,517.007042360678,0.007042360678042314,0.007042360678042314]
[518,286.96,485.4203896103895,-32.57961038961048,32.57961038961048,515.0154427622399,-2.9845572377601,2.9845572377601,518.0541107100786,0.054110710078589364,0.054110710078589364,518.0038831166287,0.003883116628685457,0.003883116628685457]
[519,287.29,486.27753246753247,-32.72246753246753,32.72246753246753,515.9903552282399,-3.0096447717601222,3.0096447717601222,519.0506396205252,0.0506396205252031,0.0506396205252031,519.0010720778346,0.001072077834578522,0.001072077834578522]
[520,287.62,487.1346753246753,-32.8653246753247,32.8653246753247,516.9654999561599,-3.0345000438401257,3.0345000438401257,520.0475000794322,0.04750007943221135,0.04750007943221135,519.9986096089704,-0.0013903910296448885,0.0013903910296448885]
[521,287.95,487.9918181818181,-33.008181818181924,33.008181818181924,517.9408769459999,-3.0591230540001106,3.0591230540001106,521.0446923076181,0.0446923076181065,0.0446923076181065,520.9964960752366,-0.0035039247634358617,0.0035039247634358617]
[522,288.28,488.8489610389609,-33.15103896103909,33.15103896103909,518.9164861977598,-3.0835138022401907,3.0835138022401907,522.0422165259012,0.042216525901153545,0.042216525901153545,521.9947318423604,-0.005268157639648052,0.005268157639648052]
[523,288.61,489.70610389610397,-33.29389610389603,33.29389610389603,519.89232771144,-3.1076722885600248,3.1076722885600248,523.0400729551004,0.04007295510041331,0.04007295510041331,522.9933172765966,-0.006682723403400814,0.006682723403400814]
[524,288.94,490.5632467532468,-33.4367532467532,33.4367532467532,520.8684014870399,-3.1315985129600676,3.1315985129600676,524.0382618160337,0.03826181603369605,0.03826181603369605,523.9922527447281,-0.007747255271851827,0.007747255271851827]
[525,289.27,491.4203896103895,-33.57961038961048,33.57961038961048,521.8447075245598,-3.1552924754402056,3.1552924754402056,525.03678332952,0.03678332951994889,0.03678332951994889,524.9915386140676,-0.008461385932378107,0.008461385932378107]
[526,289.6,492.2775324675325,-33.722467532467476,33.722467532467476,522.821245824,-3.178754175999984,3.178754175999984,526.0356377163778,0.035637716377777906,0.035637716377777906,525.9911752524572,-0.00882474754280338,0.00882474754280338]
[527,289.93,493.13467532467536,-33.86532467532464,33.86532467532464,523.79801638536,-3.201983614639971,3.201983614639971,527.0348251974251,0.034825197425107035,0.034825197425107035,526.99116302827,-0.008836971730033838,0.008836971730033838]
[528,290.26,493.9918181818182,-34.00818181818181,34.00818181818181,524.7750192086398,-3.224980791360167,3.224980791360167,528.0343459934809,0.03434599348088341,0.03434599348088341,527.9915023104111,-0.008497689588921276,0.008497689588921276]
[529,290.59,494.848961038961,-34.15103896103898,34.15103896103898,525.7522542938399,-3.247745706160117,3.247745706160117,529.0342003253633,0.034200325363258344,0.034200325363258344,528.9921934683182,-0.0078065316818083375,0.0078065316818083375]
[530,290.92,495.70610389610397,-34.29389610389603,34.29389610389603,526.72972164096,-3.2702783590400486,3.2702783590400486,530.0343884138913,0.03438841389129266,0.03438841389129266,529.9932368719624,-0.006763128037619026,0.006763128037619026]
[531,291.25,496.56324675324674,-34.436753246753256,34.436753246753256,527.7074212499999,-3.292578750000075,3.292578750000075,531.0349104798829,0.034910479882910295,0.034910479882910295,530.994632891849,-0.005367108150949207,0.005367108150949207]
[532,291.58,497.4203896103896,-34.57961038961042,34.57961038961042,528.6853531209599,-3.314646879040083,3.314646879040083,532.0357667441567,0.03576674415671732,0.03576674415671732,531.9963818990188,-0.003618100981157113,0.003618100981157113]
[533,291.9,498.2515584415583,-34.7484415584417,34.7484415584417,529.6338725039999,-3.3661274960001037,3.3661274960001037,533.0066134003719,0.006613400371861644,0.006613400371861644,532.968112331414,-0.03188766858602321,0.03188766858602321]
[534,292.23,499.10870129870136,-34.89129870129864,34.89129870129864,530.6122618605599,-3.3877381394401027,3.3877381394401027,534.008128579818,0.00812857981804882,0.00812857981804882,533.9705577038244,-0.029442296175602678,0.029442296175602678]
[535,292.56,499.9658441558442,-35.034155844155805,35.034155844155805,531.5908834790399,-3.409116520960083,3.409116520960083,535.0099786133102,0.009978613310181572,0.009978613310181572,534.9733571685597,-0.026642831440312875,0.026642831440312875]
[536,292.9,500.84896103896097,-35.151038961039035,35.151038961039035,532.5994032239998,-3.4005967760001568,3.4005967760001568,536.0425382004448,0.042538200444823815,0.042538200444823815,536.0069152401243,0.006915240124271804,0.006915240124271804]
[537,293.23,501.7061038961039,-35.29389610389609,35.29389610389609,533.5784964045599,-3.421503595440072,3.421503595440072,537.0450687684076,0.04506876840764562,0.04506876840764562,537.0104347681131,0.01043476811310029,0.01043476811310029]
[538,293.56,502.56324675324674,-35.436753246753256,35.436753246753256,534.5578218470399,-3.442178152960082,3.442178152960082,538.0479348595635,0.04793485956349741,0.04793485956349741,538.0143095209173,0.014309520917322516,0.014309520917322516]
[539,293.89,503.4203896103896,-35.57961038961042,35.57961038961042,535.5373795514398,-3.4626204485601875,3.4626204485601875,539.0511366947309,0.05113669473087157,0.05113669473087157,539.0185398733481,0.018539873348117908,0.018539873348117908]
[540,294.21,504.2515584415584,-35.748441558441584,35.748441558441584,536.4874755002398,-3.5125244997601612,3.5125244997601612,540.0242593201126,0.024259320112605565,0.024259320112605565,539.9926789570943,-0.007321042905687136,0.007321042905687136]
[541,294.54,505.10870129870136,-35.89129870129864,35.89129870129864,537.46749069024,-3.53250930976003,3.53250930976003,541.0281231150709,0.02812311507091181,0.02812311507091181,540.9976108313442,-0.0023891686557817593,0.0023891686557817593]
[542,294.87,505.9658441558442,-36.034155844155805,36.034155844155805,538.44773814216,-3.5522618578399943,3.5522618578399943,542.0323233098047,0.032323309804723976,0.032323309804723976,542.0028994214967,0.00289942149674971,0.00289942149674971]
[543,295.2,506.82298701298697,-36.17701298701303,36.17701298701303,539.4282178559998,-3.571782144000167,3.571782144000167,543.0368601251329,0.03686012513287551,0.03686012513287551,543.0085451045215,0.008545104521545,0.008545104521545]
[544,295.53,507.6801298701298,-36.319870129870196,36.319870129870196,540.4089298317599,-3.591070168240094,3.591070168240094,544.0417337818734,0.04173378187340404,0.04173378187340404,544.0145482579344,0.014548257934393405,0.014548257934393405]
[545,295.85,508.51129870129876,-36.488701298701244,36.488701298701244,541.360145074,-3.639854925999998,3.639854925999998,545.0164786155918,0.016478615591836387,0.016478615591836387,544.9904082105645,-0.009591789435489773,0.009591789435489773]
[546,296.18,509.3684415584416,-36.63155844155841,36.63155844155841,542.3413145353599,-3.6586854646401434,3.6586854646401434,546.0220163936706,0.022016393670583057,0.022016393670583057,545.9971165785507,-0.002883421449269008,0.002883421449269008]
[547,296.51,510.2255844155844,-36.77441558441558,36.77441558441558,543.32271625864,-3.6772837413600428,3.6772837413600428,547.027891668926,0.027891668926031343,0.027891668926031343,547.0041835412551,0.00418354125508813,0.00418354125508813]
[548,296.84,511.08272727272725,-36.917272727272746,36.917272727272746,544.3043502438398,-3.695649756160151,3.695649756160151,548.0341046621766,0.03410466217655994,0.03410466217655994,548.0116094783675,0.011609478367518022,0.011609478367518022]
[549,297.16,511.9138961038962,-37.08610389610379,37.08610389610379,545.2564595558399,-3.7435404441600895,3.7435404441600895,549.0101490835901,0.010149083590135888,0.010149083590135888,548.9888505384479,-0.011149461552122375,0.011149461552122375]
[550,297.49,512.7710389610388,-37.22896103896119,37.22896103896119,546.2385510266399,-3.761448973360075,3.761448973360075,550.0170279247808,0.01702792478079118,0.01702792478079118,549.9969846589763,-0.0030153410236835043,0.0030153410236835043]
[551,297.82,513.6281818181817,-37.3718181818183,37.3718181818183,547.22087475936,-3.7791252406400417,3.7791252406400417,551.0242451397304,0.02424513973039666,0.02424513973039666,551.0054788847251,0.005478884725107491,0.005478884725107491]
[552,298.14,514.4593506493505,-37.54064935064946,37.54064935064946,548.1736529174398,-3.8263470825602326,3.8263470825602326,552.00126397814,0.0012639781399457206,0.0012639781399457206,551.9837569425392,-0.016243057460769705,0.016243057460769705]
[553,298.47,515.3164935064934,-37.68350649350657,37.68350649350657,549.1564341357599,-3.8435658642400767,3.8435658642400767,553.0091483326861,0.009148332686095273,0.009148332686095273,552.9929615838585,-0.007038416141540438,0.007038416141540438]
[554,298.8,516.1736363636363,-37.82636363636368,37.82636363636368,550.139447616,-3.860552384000016,3.860552384000016,554.0173717167553,0.017371716755292255,0.017371716755292255,554.0025274660863,0.002527466086348795,0.002527466086348795]
[555,299.12,517.0048051948052,-37.99519480519484,37.99519480519484,551.0928946201599,-3.907105379840118,3.907105379840118,554.9953668605687,-0.004633139431348354,0.004633139431348354,554.981845792086,-0.01815420791399447,0.01815420791399447]
[556,299.45,517.8619480519479,-38.138051948052066,38.138051948052066,552.0763655859998,-3.923634414000162,3.923634414000162,556.0042586758904,0.0042586758903553346,0.0042586758903553346,555.9921243316676,-0.007875668332417263,0.007875668332417263]
[557,299.78,518.7190909090908,-38.28090909090918,38.28090909090918,553.0600688137599,-3.9399311862400737,3.9399311862400737,557.0134901764994,0.013490176499431072,0.013490176499431072,557.0027652527472,0.002765252747167324,0.002765252747167324]
[558,300.1,519.5502597402598,-38.449740259740224,38.449740259740224,554.014184664,-3.9858153359999733,3.9858153359999733,557.9924635141242,-0.007536485875789367,0.007536485875789367,557.9831271314963,-0.016872868503696736,0.016872868503696736]
[559,300.43,520.4074025974026,-38.59259740259745,38.59259740259745,554.9983453773599,-4.001654622640103,4.001654622640103,559.0023647376421,0.0023647376420967703,0.0023647376420967703,558.9944829613892,-0.005517038610832969,0.005517038610832969]
[560,300.75,521.2385714285713,-38.76142857142872,38.76142857142872,555.9529048499999,-4.047095150000132,4.047095150000132,559.9819879189172,-0.018012081082815712,0.018012081082815712,559.9755388111564,-0.02446118884358839,0.02446118884358839]
[561,301.08,522.0957142857142,-38.904285714285834,38.904285714285834,556.93752304896,-4.062476951040026,4.062476951040026,560.992559722055,-0.007440277944965601,0.007440277944965601,560.9876110485377,-0.012388951462298792,0.012388951462298792]
[562,301.41,522.9528571428572,-39.04714285714283,39.04714285714283,557.92237350984,-4.077626490160014,4.077626490160014,562.0034723011897,0.003472301189731297,0.003472301189731297,562.0000475754391,4.757543911182438e-05,4.757543911182438e-05]
[563,301.73,523.7840259740259,-39.215974025974106,39.215974025974106,558.8776018285599,-4.122398171440068,4.122398171440068,562.984076817199,-0.015923182800975155,0.015923182800975155,562.9821524725023,-0.01784752749767904,0.01784752749767904]
[564,302.06,524.6411688311688,-39.358831168831216,39.358831168831216,559.86290977504,-4.137090224960048,4.137090224960048,563.9956612676098,-0.004338732390237965,0.004338732390237965,563.9953076745528,-0.004692325447194889,0.004692325447194889]
[565,302.38,525.4723376623376,-39.52766233766238,39.52766233766238,560.8185817161599,-4.181418283840117,4.181418283840117,564.9769177105347,-0.023082289465264694,0.023082289465264694,564.9781102000661,-0.021889799933887844,0.021889799933887844]
[566,302.71,526.3294805194804,-39.6705194805196,39.6705194805196,561.8043471482399,-4.195652851760087,4.195652851760087,565.9891748889324,-0.01082511106756101,0.01082511106756101,565.9919855867313,-0.008014413268710996,0.008014413268710996]
[567,303.03,527.1606493506491,-39.83935064935088,39.83935064935088,562.7604627117598,-4.239537288240172,4.239537288240172,566.9710840895228,-0.028915910477167017,0.028915910477167017,566.9754872065155,-0.024512793484518625,0.024512793484518625]
[568,303.36,528.0177922077922,-39.98220779220776,39.98220779220776,563.7466856294399,-4.253314370560133,4.253314370560133,567.9840148526188,-0.01598514738122958,0.01598514738122958,567.9900842915888,-0.009915708411199375,0.009915708411199375]
[569,303.68,528.848961038961,-40.151038961039035,40.151038961039035,564.7032448153599,-4.296755184640119,4.296755184640119,568.9665776416244,-0.03342235837556018,0.03342235837556018,568.9742864756681,-0.025713524331877124,0.025713524331877124]
[570,304.01,529.7061038961037,-40.29389610389626,40.29389610389626,565.6899252186399,-4.310074781360072,4.310074781360072,569.980182846129,-0.019817153871031223,0.019817153871031223,569.989606777285,-0.010393222715038064,0.010393222715038064]
[571,304.33,530.5372727272726,-40.46272727272742,40.46272727272742,566.6469280269598,-4.353071973040187,4.353071973040187,570.9634000543,-0.036599945700004355,0.036599945700004355,570.9745109999008,-0.02548900009924182,0.02548900009924182]
[572,304.66,531.3944155844156,-40.60558441558442,40.60558441558442,567.63406591584,-4.365934084160017,4.365934084160017,571.9776805569243,-0.022319443075730305,0.022319443075730305,571.9905560405527,-0.009443959447253292,0.009443959447253292]
[573,304.98,532.2255844155844,-40.77441558441558,40.77441558441558,568.59151234656,-4.408487653440034,4.408487653440034,572.9615530150105,-0.038446984989491284,0.038446984989491284,572.976163780178,-0.02383621982198747,0.02383621982198747]
[574,305.3,533.0567532467531,-40.943246753246854,40.943246753246854,569.549177176,-4.450822824000056,4.450822824000056,573.9457483628358,-0.05425163716415682,0.05425163716415682,573.9621184110324,-0.037881588967593416,0.037881588967593416]
[575,305.63,533.9138961038959,-41.08610389610408,41.08610389610408,570.5369977741599,-4.463002225840114,4.463002225840114,574.9610382112164,-0.03896178878358114,0.03896178878358114,574.9792478260811,-0.020752173918936023,0.020752173918936023]
[576,305.95,534.7450649350649,-41.254935064935125,41.254935064935125,571.4951062259998,-4.504893774000152,4.504893774000152,575.9458900486915,-0.0541099513085328,0.0541099513085328,575.9659081881812,-0.03409181181882559,0.03409181181882559]
[577,306.28,535.6022077922077,-41.39779220779235,41.39779220779235,572.4833843097599,-4.516615690240087,4.516615690240087,576.961857330379,-0.038142669621038294,0.038142669621038294,576.9837661558356,-0.016233844164389666,0.016233844164389666]
[578,306.6,536.4333766233766,-41.5666233766234,41.5666233766234,573.441936384,-4.558063616000027,4.558063616000027,577.9473664882537,-0.052633511746307704,0.052633511746307704,577.9711337382619,-0.02886626173813056,0.02886626173813056]
[579,306.92,537.2645454545454,-41.73545454545456,41.73545454545456,574.4007068569599,-4.599293143040086,4.599293143040086,578.9331995551828,-0.06680044481720415,0.06680044481720415,578.9588500389953,-0.04114996100474855,0.04114996100474855]
[580,307.25,538.1216883116882,-41.87831168831178,41.87831168831178,575.3896676499999,-4.610332350000135,4.610332350000135,579.9501793689828,-0.04982063101715539,0.04982063101715539,579.977798092455,-0.02220190754496798,0.02220190754496798]
[581,307.57,538.952857142857,-42.047142857142944,42.047142857142944,576.3488817453599,-4.651118254640096,4.651118254640096,580.936670996046,-0.06332900395398156,0.06332900395398156,580.9662238436458,-0.033776156354178966,0.033776156354178966]
[582,307.89,539.7840259740259,-42.215974025974106,42.215974025974106,577.3083142394398,-4.691685760560176,4.691685760560176,581.9234871424945,-0.07651285750546322,0.07651285750546322,581.954999413409,-0.045000586590958847,0.045000586590958847]
[583,308.22,540.6411688311688,-42.358831168831216,42.358831168831216,578.29795774176,-4.702042258239999,4.702042258239999,582.9414813962874,-0.05851860371262774,0.05851860371262774,582.9750409920832,-0.02495900791677741,0.02495900791677741]
[584,308.54,541.4723376623377,-42.527662337662264,42.527662337662264,579.25783385824,-4.742166141759981,4.742166141759981,583.9289573426045,-0.07104265739553739,0.07104265739553739,583.9645282520162,-0.03547174798382002,0.03547174798382002]
[585,308.86,542.3035064935065,-42.69649350649354,42.69649350649354,580.2179283734399,-4.782071626560082,4.782071626560082,584.9167584186376,-0.08324158136235837,0.08324158136235837,584.9543664355172,-0.04563356448284139,0.04563356448284139]
[586,309.19,543.1606493506492,-42.83935064935076,42.83935064935076,581.2082545850399,-4.791745414960133,4.791745414960133,585.9357690203026,-0.0642309796974132,0.0642309796974132,585.9755049935948,-0.024495006405231834,0.024495006405231834]
[587,309.51,543.9918181818181,-43.008181818181924,43.008181818181924,582.1687927226399,-4.831207277360136,4.831207277360136,586.924231135939,-0.07576886406104677,0.07576886406104677,586.9660571166073,-0.03394288339268314,0.03394288339268314]
[588,309.83,544.8229870129869,-43.177012987013086,43.177012987013086,583.12954925896,-4.870450741040031,4.870450741040031,587.9130189916223,-0.08698100837773381,0.08698100837773381,587.9569612729338,-0.04303872706623224,0.04303872706623224]
[589,310.15,545.6541558441556,-43.34584415584436,43.34584415584436,584.0905241939998,-4.9094758060001595,4.9094758060001595,588.9021327886987,-0.09786721130126352,0.09786721130126352,588.9482178297244,-0.05178217027560095,0.05178217027560095]
[590,310.48,546.5112987012986,-43.48870129870136,43.48870129870136,585.0817583385599,-4.918241661440106,4.918241661440106,589.9224979840606,-0.07750201593944439,0.07750201593944439,589.9708206343191,-0.02917936568087498,0.02917936568087498]
[591,310.8,547.3424675324675,-43.65753246753252,43.65753246753252,586.043176896,-4.956823104000023,4.956823104000023,590.9122744694594,-0.08772553054063792,0.08772553054063792,590.9627941370147,-0.03720586298527451,0.03720586298527451]
[592,311.12,548.1736363636363,-43.82636363636368,43.82636363636368,587.0048138521598,-4.9951861478401725,4.9951861478401725,591.9023775065821,-0.09762249341792995,0.09762249341792995,591.955121156278,-0.044878843722017336,0.044878843722017336]
[593,311.45,549.0307792207792,-43.96922077922079,43.96922077922079,587.9967307059999,-5.00326929400012,5.00326929400012,592.9237634949793,-0.07623650502068813,0.07623650502068813,592.9788290459405,-0.021170954059471114,0.021170954059471114]
[594,311.78,549.887922077922,-44.112077922078015,44.112077922078015,588.9888798217598,-5.011120178240162,5.011120178240162,593.9454971984271,-0.054502801572880344,0.054502801572880344,594.0029136904295,0.0029136904295228305,0.0029136904295228305]
[595,312.1,550.7190909090909,-44.28090909090906,44.28090909090906,589.951185624,-5.048814375999996,5.048814375999996,594.9366015527203,-0.06339844727972377,0.06339844727972377,594.9963256534381,-0.0036743465618656046,0.0036743465618656046]
[596,312.43,551.5762337662336,-44.4237662337664,44.4237662337664,590.9437922253599,-5.056207774640143,5.056207774640143,595.9590207952774,-0.0409792047225892,0.0409792047225892,596.0211535791714,0.02115357917136862,0.02115357917136862]
[597,312.75,552.4074025974026,-44.59259740259745,44.59259740259745,591.9065416499999,-5.093458350000105,5.093458350000105,596.9507903301421,-0.04920966985787345,0.04920966985787345,597.0152870653808,0.0152870653807895,0.0152870653807895]
[598,313.07,553.2385714285714,-44.76142857142861,44.76142857142861,592.8695094733599,-5.130490526640074,5.130490526640074,597.9428876436848,-0.057112356315201396,0.057112356315201396,598.0097763264475,0.009776326447536121,0.009776326447536121]
[599,313.39,554.0697402597401,-44.930259740259885,44.930259740259885,593.8326956954398,-5.167304304560162,5.167304304560162,598.9353129372513,-0.06468706274870328,0.06468706274870328,599.0046217348322,0.004621734832198854,0.004621734832198854]
[600,313.71,554.900909090909,-45.099090909091046,45.099090909091046,594.7961003162399,-5.203899683760142,5.203899683760142,599.9280664121883,-0.07193358781171355,0.07193358781171355,599.9998236635247,-0.00017633647530601593,0.00017633647530601593]
[601,314.04,555.7580519480518,-45.24194805194816,45.24194805194816,595.78984007424,-5.210159925759967,5.210159925759967,600.9521873714132,-0.04781262858682567,0.04781262858682567,601.0264994540603,0.026499454060285643,0.026499454060285643]
[602,314.36,556.5892207792208,-45.410779220779204,45.410779220779204,596.75368831744,-5.246311682559963,5.246311682559963,601.9456080846256,-0.05439191537436727,0.05439191537436727,602.0224267151173,0.022426715117262574,0.022426715117262574]
[603,314.68,557.4203896103896,-45.579610389610366,45.579610389610366,597.7177549593599,-5.282245040640078,5.282245040640078,602.9393575895392,-0.06064241046078678,0.06064241046078678,603.0187116303541,0.018711630354118824,0.018711630354118824]
[604,315,558.2515584415584,-45.74844155844164,45.74844155844164,598.6820399999999,-5.317960000000085,5.317960000000085,603.9334360875001,-0.06656391249987337,0.06656391249987337,604.0153545749044,0.015354574904449692,0.015354574904449692]
[605,315.32,559.0827272727272,-45.9172727272728,45.9172727272728,599.6465434393599,-5.3534565606400975,5.3534565606400975,604.9278437798545,-0.07215622014552991,0.07215622014552991,605.0123559244369,0.012355924436860732,0.012355924436860732]
[606,315.64,559.9138961038959,-46.08610389610408,46.08610389610408,600.6112652774398,-5.38873472256023,5.38873472256023,605.9225808679488,-0.07741913205120454,0.07741913205120454,606.0097160551541,0.009716055154058267,0.009716055154058267]
[607,315.96,560.7450649350648,-46.25493506493524,46.25493506493524,601.5762055142399,-5.423794485760141,5.423794485760141,606.9176475531293,-0.08235244687068644,0.08235244687068644,607.0074353437951,0.007435343795123117,0.007435343795123117]
[608,316.28,561.5762337662336,-46.4237662337664,46.4237662337664,602.5413641497598,-5.458635850240171,5.458635850240171,607.9130440367421,-0.08695596325787847,0.08695596325787847,608.0055141676353,0.005514167635283229,0.005514167635283229]
[609,316.6,562.4074025974027,-46.592597402597335,46.592597402597335,603.506741184,-5.49325881599998,5.49325881599998,608.9087705201337,-0.09122947986634244,0.09122947986634244,609.0039529044884,0.003952904488414788,0.003952904488414788]
[610,316.92,563.2385714285714,-46.76142857142861,46.76142857142861,604.4723366169599,-5.527663383040135,5.527663383040135,609.9048272046499,-0.09517279535009493,0.09517279535009493,610.0027519327057,0.002751932705677973,0.002751932705677973]
[611,317.24,564.0697402597402,-46.93025974025977,46.93025974025977,605.4381504486399,-5.561849551360069,5.561849551360069,610.9012142916374,-0.09878570836258405,0.09878570836258405,611.0019116311785,0.0019116311784728168,0.0019116311784728168]
[612,317.56,564.9009090909091,-47.09909090909093,47.09909090909093,606.4041826790399,-5.595817320960123,5.595817320960123,611.8979319824422,-0.10206801755782635,0.10206801755782635,612.0014323793378,0.0014323793377570837,0.0014323793377570837]
[613,317.88,565.7320779220778,-47.26792207792221,47.26792207792221,607.3704333081599,-5.629566691840068,5.629566691840068,612.8949804784105,-0.10501952158949734,0.10501952158949734,613.0013145571568,0.0013145571567747538,0.0013145571567747538]
[614,318.2,566.5632467532466,-47.43675324675337,47.43675324675337,608.3369023359999,-5.663097664000134,5.663097664000134,613.8923599808887,-0.10764001911127252,0.10764001911127252,614.001558545151,0.0015585451510560233,0.0015585451510560233]
[615,318.52,567.3944155844155,-47.60558441558453,47.60558441558453,609.3035897625599,-5.696410237440091,5.696410237440091,614.8900706912233,-0.1099293087767137,0.1099293087767137,615.0021647243777,0.0021647243777351832,0.0021647243777351832]
[616,318.85,568.2515584415585,-47.74844155844153,47.74844155844153,610.300714914,-5.699285086000032,5.699285086000032,615.919306969282,-0.08069303071795275,0.08069303071795275,616.0344195963476,0.03441959634756131,0.03441959634756131]
[617,319.17,569.0827272727272,-47.9172727272728,47.9172727272728,611.2678459629599,-5.732154037040118,5.732154037040118,616.9176910654414,-0.08230893455856858,0.08230893455856858,617.0357626518978,0.03576265189781225,0.03576265189781225]
[618,319.49,569.913896103896,-48.086103896103964,48.086103896103964,612.2351954106399,-5.7648045893600965,5.7648045893600965,617.9164069797878,-0.08359302021221993,0.08359302021221993,618.0374690570909,0.037469057090902425,0.037469057090902425]
[619,319.81,570.7450649350649,-48.254935064935125,48.254935064935125,613.2027632570399,-5.797236742960081,5.797236742960081,618.9154549136673,-0.08454508633269597,0.08454508633269597,619.0395391951836,0.03953919518357907,0.03953919518357907]
[620,320.12,571.5502597402597,-48.44974025974034,48.44974025974034,614.1403028761599,-5.859697123840078,5.859697123840078,619.8835994078561,-0.1164005921439184,0.1164005921439184,620.0106418641692,0.010641864169201654,0.010641864169201654]
[621,320.44,572.3814285714285,-48.6185714285715,48.6185714285715,615.1083006950398,-5.891699304960184,5.891699304960184,620.8833015935987,-0.1166984064012695,0.1166984064012695,621.0134292235418,0.01342922354183429,0.01342922354183429]
[622,320.76,573.2125974025972,-48.787402597402775,48.787402597402775,616.0765169126398,-5.923483087360182,5.923483087360182,621.8833363966208,-0.11666360337915194,0.11666360337915194,622.0165814568379,0.0165814568379119,0.0165814568379119]
[623,321.08,574.0437662337662,-48.95623376623382,48.95623376623382,617.0449515289599,-5.955048471040072,5.955048471040072,622.8837040182693,-0.11629598173067279,0.11629598173067279,623.0200989494938,0.020098949493785767,0.020098949493785767]
[624,321.4,574.874935064935,-49.125064935064984,49.125064935064984,618.0136045439999,-5.986395456000082,5.986395456000082,623.8844046598904,-0.11559534010962125,0.11559534010962125,624.023982087497,0.023982087496960958,0.023982087496960958]
[625,321.72,575.7061038961039,-49.293896103896145,49.293896103896145,618.9824759577599,-6.0175240422400975,6.0175240422400975,624.8854385228301,-0.11456147716990017,0.11456147716990017,625.0282312573875,0.028231257387460573,0.028231257387460573]
[626,322.03,576.5112987012986,-49.48870129870136,49.48870129870136,619.9212784077598,-6.078721592240186,6.078721592240186,625.855508031834,-0.14449196816599397,0.14449196816599397,626.0014470588758,0.0014470588757831138,0.0014470588757831138]
[627,322.34,577.3164935064934,-49.68350649350657,49.68350649350657,620.8602858198399,-6.1397141801601265,6.1397141801601265,626.8258906332485,-0.1741093667515088,0.1741093667515088,626.9750070884083,-0.024992911591652955,0.024992911591652955]
[628,322.66,578.1476623376624,-49.85233766233762,49.85233766233762,621.8297987798401,-6.170201220159925,6.170201220159925,627.8279044982381,-0.1720955017618735,0.1720955017618735,627.9803337176784,-0.01966628232162293,0.01966628232162293]
[629,322.98,578.9788311688311,-50.02116883116889,50.02116883116889,622.7995301385599,-6.2004698614400695,6.2004698614400695,628.830252377347,-0.16974762265294885,0.16974762265294885,628.9860279062241,-0.013972093775919348,0.013972093775919348]
[630,323.3,579.81,-50.190000000000055,50.190000000000055,623.7694798959999,-6.230520104000107,6.230520104000107,629.8329344719218,-0.16706552807818298,0.16706552807818298,629.9920900433274,-0.007909956672619955,0.007909956672619955]
[631,323.61,580.6151948051947,-50.38480519480527,50.38480519480527,624.70932699144,-6.29067300856002,6.29067300856002,630.8046016533544,-0.1953983466455611,0.1953983466455611,630.9670639871572,-0.03293601284281067,0.03293601284281067]
[632,323.93,581.4463636363636,-50.55363636363643,50.55363636363643,625.6797067213599,-6.320293278640065,6.320293278640065,631.8079423230344,-0.19205767696564635,0.19205767696564635,631.9738516627629,-0.026148337237145824,0.026148337237145824]
[633,324.25,582.2775324675324,-50.72246753246759,50.72246753246759,626.6503048499999,-6.349695150000116,6.349695150000116,632.8116178059266,-0.18838219407336965,0.18838219407336965,632.9810084458957,-0.018991554104331954,0.018991554104331954]
[634,324.57,583.1087012987011,-50.891298701298865,50.891298701298865,627.6211213773598,-6.378878622640173,6.378878622640173,633.8156283033777,-0.1843716966222928,0.1843716966222928,633.9885347280576,-0.011465271942370237,0.011465271942370237]
[635,324.88,583.913896103896,-51.086103896103964,51.086103896103964,628.5618081561599,-6.438191843840059,6.438191843840059,634.7885831371225,-0.21141686287751327,0.21141686287751327,634.9649285430614,-0.03507145693856728,0.03507145693856728]
[636,325.21,584.7710389610389,-51.228961038961074,51.228961038961074,629.5634096282399,-6.436590371760076,6.436590371760076,635.8246551473409,-0.1753448526591228,0.1753448526591228,636.0046973582839,0.004697358283920039,0.004697358283920039]
[637,325.53,585.6022077922077,-51.39779220779235,51.39779220779235,630.5348813517599,-6.46511864824015,6.46511864824015,636.8296718965456,-0.17032810345438065,0.17032810345438065,637.0133344921646,0.013334492164631229,0.013334492164631229]
[638,325.85,586.4333766233766,-51.5666233766234,51.5666233766234,631.506571474,-6.493428526000002,6.493428526000002,637.8350244656943,-0.16497553430565404,0.16497553430565404,638.0223426967086,0.02234269670861977,0.02234269670861977]
[639,326.16,587.2385714285714,-51.76142857142861,51.76142857142861,632.44810454784,-6.551895452160011,6.551895452160011,638.8092801994218,-0.19071980057822202,0.19071980057822202,639.0001736248801,0.00017362488006256172,0.00017362488006256172]
[640,326.48,588.0697402597402,-51.93025974025977,51.93025974025977,633.42022464256,-6.579775357439985,6.579775357439985,639.8152945024913,-0.18470549750873033,0.18470549750873033,640.0099135276737,0.009913527673688804,0.009913527673688804]
[641,326.79,588.874935064935,-52.125064935064984,52.125064935064984,634.3621742522399,-6.6378257477600755,6.6378257477600755,640.7901916689675,-0.20980833103249097,0.20980833103249097,640.9884540304008,-0.011545969599183081,0.011545969599183081]
[642,327.11,589.7061038961039,-52.293896103896145,52.293896103896145,635.3347243194399,-6.6652756805600575,6.6652756805600575,641.7968684863716,-0.2031315136283638,0.2031315136283638,641.998927164148,-0.00107283585202822,0.00107283585202822]
[643,327.43,590.5372727272727,-52.46272727272731,52.46272727272731,636.30749278536,-6.692507214640045,6.692507214640045,642.8038821178666,-0.19611788213342152,0.19611788213342152,643.0097733210323,0.009773321032298554,0.009773321032298554]
[644,327.74,591.3424675324675,-52.65753246753252,52.65753246753252,637.25007050464,-6.749929495359993,6.749929495359993,643.779747953774,-0.22025204622605088,0.22025204622605088,643.9893866300888,-0.010613369911197879,0.010613369911197879]
[645,328.06,592.1736363636363,-52.82636363636368,52.82636363636368,638.2232689430399,-6.776731056960102,6.776731056960102,644.7874252764171,-0.21257472358286122,0.21257472358286122,645.0009683373644,0.0009683373643838422,0.0009683373643838422]
[646,328.38,593.004805194805,-52.995194805194956,52.995194805194956,639.1966857801599,-6.803314219840104,6.803314219840104,645.7954400108978,-0.20455998910222206,0.20455998910222206,646.0129242484213,0.012924248421313678,0.012924248421313678]
[647,328.69,593.81,-53.190000000000055,53.190000000000055,640.1398916090399,-6.860108390960136,6.860108390960136,646.7722762353419,-0.2277237646580943,0.2277237646580943,646.993613759314,-0.006386240685969824,0.006386240685969824]
[648,329.01,594.6411688311687,-53.35883116883133,53.35883116883133,641.11373841864,-6.886261581360031,6.886261581360031,647.7809558377847,-0.2190441622152548,0.2190441622152548,648.0063075501246,0.0063075501245748455,0.0063075501245748455]
[649,329.32,595.4463636363636,-53.55363636363643,53.55363636363643,642.0573607833599,-6.942639216640146,6.942639216640146,648.7584365310798,-0.24156346892016245,0.24156346892016245,648.9877126323875,-0.012287367612543676,0.012287367612543676]
[650,329.64,596.2775324675323,-53.722467532467704,53.722467532467704,643.0316375654398,-6.968362434560163,6.968362434560163,649.767781781898,-0.232218218102048,0.232218218102048,650.0011458531847,0.0011458531846528786,0.0011458531846528786]
[651,329.95,597.0827272727272,-53.9172727272728,53.9172727272728,643.9756764659999,-7.024323534000132,7.024323534000132,650.7459077000696,-0.25409229993044846,0.25409229993044846,650.9832680107368,-0.016731989263234937,0.016731989263234937]
[652,330.27,597.9138961038959,-54.08610389610408,54.08610389610408,644.9503832205598,-7.049616779440157,7.049616779440157,651.7559193796765,-0.24408062032352973,0.24408062032352973,651.9974422161556,-0.0025577838443950895,0.0025577838443950895]
[653,330.58,598.7190909090907,-54.28090909090929,54.28090909090929,645.8948386569598,-7.1051613430402085,7.1051613430402085,652.7346912787498,-0.2653087212502214,0.2653087212502214,652.9802829571872,-0.01971704281277198,0.01971704281277198]
[654,330.9,599.5502597402595,-54.44974025974045,54.44974025974045,646.8699753839999,-7.130024616000128,7.130024616000128,653.7453701675589,-0.2546298324410827,0.2546298324410827,653.9951997062799,-0.004800293720109039,0.004800293720109039]
[655,331.21,600.3554545454543,-54.644545454545664,54.644545454545664,647.8148473562399,-7.185152643760148,7.185152643760148,654.7247888035595,-0.27521119644052305,0.27521119644052305,654.9787605432678,-0.021239456732246254,0.021239456732246254]
[656,331.53,601.1866233766232,-54.813376623376826,54.813376623376826,648.7904140557598,-7.209585944240189,7.209585944240189,655.7361356819841,-0.2638643180158624,0.2638643180158624,655.9944213995184,-0.005578600481612739,0.005578600481612739]
[657,331.84,601.991818181818,-55.00818181818204,55.00818181818204,649.7357025638399,-7.264297436160064,7.264297436160064,656.7162018109374,-0.28379818906262244,0.28379818906262244,656.9787038492404,-0.02129615075955371,0.02129615075955371]
[658,332.16,602.8229870129869,-55.177012987013086,55.177012987013086,650.7116992358399,-7.2883007641601125,7.2883007641601125,657.7282174593911,-0.2717825406089105,0.2717825406089105,657.9951103805813,-0.004889619418690927,0.004889619418690927]
[659,332.47,603.6281818181818,-55.371818181818185,55.371818181818185,651.6574042797599,-7.34259572024007,7.34259572024007,658.7089318373224,-0.2910681626775613,0.2910681626775613,658.9801159641308,-0.019884035869154104,0.019884035869154104]
[660,332.79,604.4593506493505,-55.54064935064946,55.54064935064946,652.63383092424,-7.366169075760013,7.366169075760013,659.7216170362182,-0.27838296378183713,0.27838296378183713,659.9972697429557,-0.0027302570442770957,0.0027302570442770957]
[661,333.1,605.2645454545454,-55.73545454545456,55.73545454545456,653.579952504,-7.420047496000052,7.420047496000052,660.7029804191532,-0.2970195808468361,0.2970195808468361,660.9829999857568,-0.017000014243194528,0.017000014243194528]
[662,333.41,606.0697402597402,-55.93025974025977,55.93025974025977,654.52627904584,-7.473720954159944,7.473720954159944,661.6846634312899,-0.3153365687101086,0.3153365687101086,661.9690873682198,-0.030912631780211086,0.030912631780211086]
[663,333.73,606.9009090909091,-56.09909090909093,56.09909090909093,655.5033472365599,-7.4966527634401245,7.4966527634401245,662.6983490928685,-0.30165090713148857,0.30165090713148857,662.9873590207594,-0.012640979240586603,0.012640979240586603]
[664,334.04,607.7061038961039,-56.293896103896145,56.293896103896145,656.45009031424,-7.549909685759985,7.549909685759985,663.6806822380469,-0.3193177619531298,0.3193177619531298,663.9741733465873,-0.025826653412650558,0.025826653412650558]
[665,334.36,608.5372727272727,-56.46272727272731,56.46272727272731,657.4275884774399,-7.57241152256006,7.57241152256006,664.6950393949072,-0.3049606050927878,0.3049606050927878,664.9931961846353,-0.006803815364719412,0.006803815364719412]
[666,334.68,609.3684415584415,-56.63155844155847,56.63155844155847,658.4053050393599,-7.59469496064014,7.59469496064014,665.7097379276095,-0.2902620723905329,0.2902620723905329,666.0126011851337,0.012601185133689796,0.012601185133689796]
[667,334.99,610.1736363636362,-56.826363636363794,56.826363636363794,659.3526762266399,-7.647323773360085,7.647323773360085,666.6930528617081,-0.30694713829188913,0.30694713829188913,667.0005146017631,0.0005146017631432187,0.0005146017631432187]
[668,335.31,611.0048051948052,-56.99519480519484,56.99519480519484,660.3308227610399,-7.66917723896006,7.66917723896006,667.7084240665062,-0.2915759334938457,0.2915759334938457,668.0206731842557,0.02067318425565645,0.02067318425565645]
[669,335.62,611.8099999999998,-57.19000000000017,57.19000000000017,661.2786104841599,-7.721389515840087,7.721389515840087,668.6923910297099,-0.30760897029006173,0.30760897029006173,669.0093174054361,0.009317405436149784,0.009317405436149784]
[670,335.93,612.6151948051947,-57.38480519480527,57.38480519480527,662.2266031693599,-7.773396830640081,7.773396830640081,669.6766791101655,-0.32332088983446283,0.32332088983446283,669.9983217965887,-0.0016782034113020927,0.0016782034113020927]
[671,336.25,613.4463636363636,-57.55363636363643,57.55363636363643,663.2053912499998,-7.7946087500001795,7.7946087500001795,670.6930554353517,-0.3069445646483473,0.3069445646483473,671.0196077378951,0.019607737895057653,0.019607737895057653]
[672,336.56,614.2515584415584,-57.74844155844164,57.74844155844164,664.1538004710399,-7.846199528960142,7.846199528960142,671.6779966729504,-0.32200332704962875,0.32200332704962875,672.0093452438923,0.009345243892312283,0.009345243892312283]
[673,336.87,615.0567532467531,-57.943246753246854,57.943246753246854,665.1024146541599,-7.897585345840071,7.897585345840071,672.6632595828673,-0.3367404171326598,0.3367404171326598,672.9994440590942,-0.000555940905769603,0.000555940905769603]
[674,337.18,615.8619480519479,-58.138051948052066,58.138051948052066,666.0512337993599,-7.94876620064008,7.94876620064008,673.6488443481559,-0.3511556518441239,0.3511556518441239,673.9899045602708,-0.010095439729184363,0.010095439729184363]
[675,337.5,616.6931168831168,-58.30688311688323,58.30688311688323,667.0308749999998,-7.96912500000019,7.96912500000019,674.6665599609375,-0.33344003906245234,0.33344003906245234,675.0126951752986,0.012695175298631511,0.012695175298631511]
[676,337.81,617.4983116883116,-58.50168831168844,58.50168831168844,667.9801106810398,-8.019889318960168,8.019889318960168,675.6527993834198,-0.3472006165801531,0.3472006165801531,676.0038918787986,0.0038918787986403913,0.0038918787986403913]
[677,338.12,618.3035064935065,-58.69649350649354,58.69649350649354,668.9295513241599,-8.070448675840112,8.070448675840112,676.6393612163401,-0.36063878365985147,0.36063878365985147,676.995451413979,-0.004548586020973744,0.004548586020973744]
[678,338.43,619.1087012987012,-58.89129870129875,58.89129870129875,669.87919692936,-8.120803070640022,8.120803070640022,677.6262456427525,-0.3737543572475488,0.3737543572475488,677.9873741597517,-0.012625840248347231,0.012625840248347231]
[679,338.75,619.9398701298701,-59.06012987012991,59.06012987012991,670.85969125,-8.140308750000031,8.140308750000031,678.6453036154297,-0.35469638457027486,0.35469638457027486,679.0116757900137,0.01167579001366903,0.01167579001366903]
[680,339.06,620.7450649350649,-59.254935064935125,59.254935064935125,671.8097533910399,-8.190246608960138,8.190246608960138,679.6328441990862,-0.3671558009137925,0.3671558009137925,680.0043378431417,0.004337843141684061,0.004337843141684061]
[681,339.37,621.5502597402597,-59.44974025974034,59.44974025974034,672.7600204941599,-8.239979505840097,8.239979505840097,680.6207079313007,-0.3792920686993284,0.3792920686993284,680.9973642590855,-0.002635740914456619,0.002635740914456619]
[682,339.68,622.3554545454546,-59.64454545454544,59.64454545454544,673.7104925593599,-8.289507440640136,8.289507440640136,681.6088949951272,-0.3911050048727702,0.3911050048727702,681.9907554189133,-0.009244581086704784,0.009244581086704784]
[683,339.99,623.1606493506494,-59.83935064935065,59.83935064935065,674.66116958664,-8.338830413360029,8.338830413360029,682.5974055736193,-0.40259442638068776,0.40259442638068776,682.9845117042307,-0.015488295769273464,0.015488295769273464]
[684,340.3,623.9658441558441,-60.03415584415586,60.03415584415586,675.612051576,-8.387948424000001,8.387948424000001,683.5862398498307,-0.4137601501693098,0.4137601501693098,683.9786334971814,-0.021366502818636945,0.021366502818636945]
[685,340.62,624.797012987013,-60.20298701298702,60.20298701298702,676.5938221641599,-8.40617783584014,8.40617783584014,684.6073117289205,-0.39268827107946436,0.39268827107946436,685.0052075244434,0.005207524443449074,0.005207524443449074]
[686,340.94,625.6281818181817,-60.3718181818183,60.3718181818183,677.5758111510399,-8.424188848960057,8.424188848960057,685.6287289226883,-0.3712710773116896,0.3712710773116896,686.0321718501182,0.032171850118174916,0.032171850118174916]
[687,341.25,626.4333766233766,-60.5666233766234,60.5666233766234,678.5273212499999,-8.472678750000114,8.472678750000114,686.6185563158203,-0.3814436841796578,0.3814436841796578,687.0274161327279,0.02741613272792165,0.02741613272792165]
[688,341.55,627.2125974025973,-60.78740259740266,60.78740259740266,679.4483326259999,-8.55166737400009,8.55166737400009,687.5767627029254,-0.4232372970745928,0.4232372970745928,687.990905253245,-0.00909474675495403,0.00909474675495403]
[689,341.87,628.0437662337661,-60.956233766233936,60.956233766233936,680.43095633416,-8.569043665840013,8.569043665840013,688.5991846103717,-0.400815389628292,0.400815389628292,689.0190062820927,0.019006282092732363,0.019006282092732363]
[690,342.18,628.848961038961,-61.151038961039035,61.151038961039035,681.3830813193599,-8.616918680640083,8.616918680640083,689.5899858778985,-0.4100141221015292,0.4100141221015292,690.0153529191575,0.015352919157521683,0.015352919157521683]
[691,342.49,629.6541558441558,-61.34584415584425,61.34584415584425,682.3354112666399,-8.66458873336012,8.66458873336012,690.5811121363311,-0.4188878636689424,0.4188878636689424,691.0120677789241,0.01206777892411992,0.01206777892411992]
[692,342.8,630.4593506493505,-61.54064935064946,61.54064935064946,683.287946176,-8.712053824000009,8.712053824000009,691.5725635687234,-0.42743643127664654,0.42743643127664654,692.0091512479103,0.009151247910267557,0.009151247910267557]
[693,343.11,631.2645454545454,-61.73545454545456,61.73545454545456,684.24068604744,-8.759313952559978,8.759313952559978,692.5643403581288,-0.43565964187121153,0.43565964187121153,693.006603713179,0.006603713178947146,0.006603713178947146]
[694,343.42,632.0697402597402,-61.93025974025977,61.93025974025977,685.19363088096,-8.806369119040028,8.806369119040028,693.5564426876015,-0.443557312398525,0.443557312398525,694.0044255623413,0.004425562341339173,0.004425562341339173]
[695,343.73,632.874935064935,-62.125064935064984,62.125064935064984,686.14678067656,-8.853219323440044,8.853219323440044,694.5488707401952,-0.4511292598048158,0.4511292598048158,695.002617183557,0.0026171835570494295,0.0026171835570494295]
[696,344.04,633.6801298701299,-62.31987012987008,62.31987012987008,687.10013543424,-8.899864565760026,8.899864565760026,695.5416246989636,-0.4583753010364262,0.4583753010364262,696.0011789655343,0.0011789655343363847,0.0011789655343363847]
[697,344.35,634.4853246753247,-62.514675324675295,62.514675324675295,688.053695154,-8.946304845999975,8.946304845999975,696.5347047469603,-0.46529525303969876,0.46529525303969876,697.0001112975331,0.00011129753306704515,0.00011129753306704515]
[698,344.66,635.2905194805194,-62.70948051948062,62.70948051948062,689.00745983584,-8.992540164160005,8.992540164160005,697.5281110672395,-0.47188893276052113,0.47188893276052113,697.9994145693629,-0.0005854306371020357,0.0005854306371020357]
[699,344.97,636.0957142857143,-62.90428571428572,62.90428571428572,689.96142947976,-9.03857052024,9.03857052024,698.5218438428547,-0.4781561571453494,0.4781561571453494,698.9990891713867,-0.0009108286133141519,0.0009108286133141519]
[700,345.28,636.900909090909,-63.099090909091046,63.099090909091046,690.9156040857598,-9.08439591424019,9.08439591424019,699.5159032568594,-0.4840967431406398,0.4840967431406398,699.9991354945196,-0.0008645054804219399,0.0008645054804219399]
[701,345.59,637.7061038961037,-63.29389610389626,63.29389610389626,691.8699836538398,-9.130016346160232,9.130016346160232,700.510289492308,-0.4897105076920525,0.4897105076920525,700.9995539302317,-0.00044606976825889433,0.00044606976825889433]
[702,345.9,638.5112987012985,-63.48870129870147,63.48870129870147,692.8245681839999,-9.175431816000128,9.175431816000128,701.5050027322538,-0.4949972677461574,0.4949972677461574,702.0003448705472,0.0003448705472237634,0.0003448705472237634]
[703,346.21,639.3164935064934,-63.68350649350657,63.68350649350657,693.7793576762399,-9.220642323760103,9.220642323760103,702.5000431597509,-0.4999568402490695,0.4999568402490695,703.0015087080471,0.001508708047140317,0.001508708047140317]
[704,346.52,640.1216883116882,-63.87831168831178,63.87831168831178,694.73435213056,-9.265647869440045,9.265647869440045,703.495410957853,-0.5045890421470176,0.5045890421470176,704.0030458358697,0.0030458358696705545,0.0030458358696705545]
[705,346.83,640.926883116883,-64.073116883117,64.073116883117,695.6895515469598,-9.31044845304018,9.31044845304018,704.4911063096135,-0.5088936903864578,0.5088936903864578,705.0049566477096,0.004956647709605022,0.004956647709605022]
[706,347.15,641.7580519480518,-64.24194805194816,64.24194805194816,696.6757788339999,-9.324221166000143,9.324221166000143,705.5192646337936,-0.48073536620643154,0.48073536620643154,706.039579541072,0.03957954107204387,0.03957954107204387]
[707,347.46,642.5632467532466,-64.43675324675337,64.43675324675337,697.6313947862399,-9.368605213760134,9.368605213760134,706.5156262231377,-0.48437377686229866,0.48437377686229866,707.042250990627,0.0422509906270534,0.0422509906270534]
[708,347.76,643.3424675324674,-64.65753246753263,64.65753246753263,698.5563795686398,-9.44362043136016,9.44362043136016,707.4801595173858,-0.5198404826141996,0.5198404826141996,708.01293513268,0.01293513268001334,0.01293513268001334]
[709,348.07,644.1476623376623,-64.85233766233773,64.85233766233773,699.51239883336,-9.487601166640047,9.487601166640047,708.4771669143192,-0.5228330856807588,0.5228330856807588,709.016344628739,0.016344628739034306,0.016344628739034306]
[710,348.38,644.952857142857,-65.04714285714294,65.04714285714294,700.4686230601599,-9.53137693984013,9.53137693984013,709.4745027801803,-0.5254972198197265,0.5254972198197265,710.0201297856956,0.020129785695644387,0.020129785695644387]
[711,348.69,645.7580519480518,-65.24194805194816,65.24194805194816,701.4250522490399,-9.574947750960064,9.574947750960064,710.4721672980226,-0.5278327019774451,0.5278327019774451,711.0242910006141,0.024291000614084624,0.024291000614084624]
[712,349,646.5632467532467,-65.43675324675326,65.43675324675326,702.3816863999999,-9.618313600000079,9.618313600000079,711.4701606509,-0.5298393491000297,0.5298393491000297,712.0288286711227,0.028828671122710148,0.028828671122710148]
[713,349.31,647.3684415584415,-65.63155844155847,65.63155844155847,703.3385255130399,-9.66147448696006,9.66147448696006,712.4684830218665,-0.5315169781334816,0.5315169781334816,713.0337431954144,0.033743195414444926,0.033743195414444926]
[714,349.61,648.1476623376623,-65.85233766233773,65.85233766233773,704.2646939994399,-9.735306000560058,9.735306000560058,713.434914886844,-0.5650851131559875,0.5650851131559875,714.0066003127324,0.006600312732416569,0.006600312732416569]
[715,349.92,648.952857142857,-66.04714285714294,66.04714285714294,705.22193642496,-9.77806357504005,9.77806357504005,714.4338852149958,-0.5661147850041743,0.5661147850041743,715.012257552884,0.012257552883966127,0.012257552883966127]
[716,350.23,649.7580519480518,-66.24194805194816,66.24194805194816,706.1793838125599,-9.820616187440123,9.820616187440123,715.4331851044928,-0.5668148955071501,0.5668148955071501,716.0182928318957,0.01829283189567832,0.01829283189567832]
[717,350.54,650.5632467532467,-66.43675324675326,66.43675324675326,707.13703616224,-9.862963837760049,9.862963837760049,716.432814738389,-0.56718526161103,0.56718526161103,717.024706550216,0.02470655021602397,0.02470655021602397]
[718,350.85,651.3684415584415,-66.63155844155847,66.63155844155847,708.094893474,-9.905106526000054,9.905106526000054,717.432774299738,-0.5672257002620427,0.5672257002620427,718.0314991088637,0.03149910886372709,0.03149910886372709]
[719,351.15,652.1476623376623,-66.85233766233773,66.85233766233773,709.0220473139998,-9.977952686000208,9.977952686000208,718.4007914083406,-0.5992085916593624,0.5992085916593624,719.0061755729025,0.006175572902520798,0.006175572902520798]
[720,351.46,652.9528571428569,-67.04714285714306,67.04714285714306,709.9803079382399,-10.01969206176011,10.01969206176011,719.4014007162684,-0.5985992837315735,0.5985992837315735,720.0137147646817,0.013714764681708402,0.013714764681708402]
[721,351.77,653.7580519480517,-67.24194805194827,67.24194805194827,710.9387735245598,-10.061226475440208,10.061226475440208,720.4023404949056,-0.5976595050943843,0.5976595050943843,721.021633990277,0.021633990276995974,0.021633990276995974]
[722,352.07,654.5372727272726,-67.46272727272742,67.46272727272742,711.8665160173598,-10.1334839826402,10.1334839826402,721.3713067181362,-0.6286932818637752,0.6286932818637752,721.9974019151327,-0.0025980848672588763,0.0025980848672588763]
[723,352.38,655.3424675324675,-67.65753246753252,67.65753246753252,712.8253849161599,-10.17461508384008,10.17461508384008,722.3728973123407,-0.6271026876593169,0.6271026876593169,723.006070127311,0.006070127310977114,0.006070127310977114]
[724,352.69,656.1476623376623,-67.85233766233773,67.85233766233773,713.7844587770398,-10.215541222960155,10.215541222960155,723.3748189205107,-0.6251810794892663,0.6251810794892663,724.0151195718552,0.015119571855166214,0.015119571855166214]
[725,352.99,656.926883116883,-68.073116883117,68.073116883117,714.71278992264,-10.287210077359987,10.287210077359987,724.3447358186062,-0.655264181393818,0.655264181393818,724.9919823997741,-0.008017600225912247,0.008017600225912247]
[726,353.3,657.7320779220778,-68.26792207792221,68.26792207792221,715.672267096,-10.327732903999959,10.327732903999959,725.3473093113317,-0.6526906886682582,0.6526906886682582,726.0017831943358,0.0017831943357577984,0.0017831943357577984]
[727,353.61,658.5372727272727,-68.4627272727273,68.4627272727273,716.6319492314399,-10.368050768560124,10.368050768560124,726.3502143612793,-0.6497856387206866,0.6497856387206866,727.0119664248994,0.011966424899355843,0.011966424899355843]
[728,353.91,659.3164935064935,-68.68350649350646,68.68350649350646,717.56086902984,-10.439130970160022,10.439130970160022,727.3210834944766,-0.6789165055233752,0.6789165055233752,727.9899276127369,-0.010072387263107885,0.010072387263107885]
[729,354.22,660.1216883116883,-68.87831168831167,68.87831168831167,718.5209544777599,-10.479045522240085,10.479045522240085,728.3246414979681,-0.6753585020319406,0.6753585020319406,729.0008645667881,0.0008645667880955443,0.0008645667880955443]
[730,354.53,660.926883116883,-69.073116883117,69.073116883117,719.4812448877599,-10.518755112240115,10.518755112240115,729.3285316019377,-0.6714683980623022,0.6714683980623022,730.0121851655895,0.01218516558947158,0.01218516558947158]
[731,354.83,661.7061038961037,-69.29389610389626,69.29389610389626,720.4107533389599,-10.589246661040079,10.589246661040079,730.3003545304734,-0.6996454695265584,0.6996454695265584,730.9912481848855,-0.00875181511446499,0.00875181511446499]
[732,355.14,662.5112987012985,-69.48870129870147,69.48870129870147,721.3714470614398,-10.628552938560233,10.628552938560233,731.3048986569755,-0.6951013430244757,0.6951013430244757,732.0033248907316,0.0033248907316192344,0.0033248907316192344]
[733,355.44,663.2905194805194,-69.70948051948062,69.70948051948062,722.3013458150399,-10.698654184960105,10.698654184960105,732.2773548535034,-0.7226451464965749,0.7226451464965749,732.9831203933932,-0.016879606606835296,0.016879606606835296]
[734,355.75,664.0957142857143,-69.90428571428572,69.90428571428572,723.2624428499998,-10.737557150000157,10.737557150000157,733.2825537113234,-0.7174462886765696,0.7174462886765696,733.995954792272,-0.004045207728040623,0.004045207728040623]
[735,356.06,664.9009090909091,-70.09909090909093,70.09909090909093,724.2237448470399,-10.776255152960061,10.776255152960061,734.2880855730808,-0.7119144269191793,0.7119144269191793,735.0091748574982,0.009174857498237543,0.009174857498237543]
[736,356.37,665.7061038961037,-70.29389610389626,70.29389610389626,725.18525180616,-10.814748193840046,10.814748193840046,735.2939506218296,-0.7060493781704054,0.7060493781704054,736.0227810004187,0.022781000418717667,0.022781000418717667]
[737,356.68,666.5112987012986,-70.48870129870136,70.48870129870136,726.14696372736,-10.853036272639997,10.853036272639997,736.300149040623,-0.699850959377045,0.699850959377045,737.0367736329702,0.0367736329701529,0.0367736329701529]
[738,356.98,667.2905194805195,-70.70948051948051,70.70948051948051,727.0778478345601,-10.922152165439911,10.922152165439911,737.2742070310104,-0.7257929689895946,0.7257929689895946,738.0184252039219,0.018425203921879074,0.018425203921879074]
[739,357.29,668.0957142857143,-70.90428571428572,70.90428571428572,728.0399630682399,-10.9600369317601,10.9600369317601,738.2810619705153,-0.7189380294846615,0.7189380294846615,739.0331795534141,0.03317955341412926,0.03317955341412926]
[740,357.59,668.8749350649349,-71.1250649350651,71.1250649350651,728.9712374778398,-11.02876252216015,11.02876252216015,739.2557556464875,-0.7442443535124994,0.7442443535124994,740.0155690443189,0.015569044318908709,0.015569044318908709]
[741,357.9,669.6801298701297,-71.31987012987031,71.31987012987031,729.9337560239999,-11.066243976000123,11.066243976000123,740.2632678154898,-0.7367321845101742,0.7367321845101742,741.0310867125759,0.03108671257587048,0.03108671257587048]
[742,358.2,670.4593506493505,-71.54064935064946,71.54064935064946,730.8654207359999,-11.134579264000081,11.134579264000081,741.2385978629687,-0.7614021370312685,0.7614021370312685,742.014215675774,0.014215675774039482,0.014215675774039482]
[743,358.51,671.2645454545453,-71.73545454545467,71.73545454545467,731.8283425946399,-11.171657405360065,11.171657405360065,742.2467679702543,-0.7532320297457318,0.7532320297457318,743.0304982691464,0.030498269146391976,0.030498269146391976]
[744,358.81,672.0437662337661,-71.95623376623394,71.95623376623394,732.76039760904,-11.239602390960044,11.239602390960044,743.2227350751615,-0.7772649248385051,0.7772649248385051,744.0143682613682,0.01436826136819036,0.01436826136819036]
[745,359.12,672.848961038961,-72.15103896103903,72.15103896103903,733.7237227801598,-11.276277219840154,11.276277219840154,744.2315638295158,-0.7684361704841649,0.7684361704841649,745.0314173907507,0.03141739075067562,0.03141739075067562]
[746,359.42,673.6281818181818,-72.37181818181818,72.37181818181818,734.65616809696,-11.34383190304004,11.34383190304004,745.2081686777731,-0.7918313222269262,0.7918313222269262,746.0160299731306,0.016029973130571307,0.016029973130571307]
[747,359.72,674.4074025974027,-72.59259740259733,72.59259740259733,735.58880536576,-11.411194634240019,11.411194634240019,746.1850874219223,-0.814912578077724,0.814912578077724,747.0010083378122,0.0010083378122089925,0.0010083378122089925]
[748,360.03,675.2125974025973,-72.78740259740266,72.78740259740266,736.5527321997598,-11.447267800240184,11.447267800240184,747.1949000655108,-0.8050999344892489,0.8050999344892489,748.0192039920689,0.01920399206892398,0.01920399206892398]
[749,360.33,675.9918181818181,-73.00818181818192,73.00818181818192,737.4857597709599,-11.51424022904007,11.51424022904007,748.1724575762703,-0.8275424237297102,0.8275424237297102,749.0049272840336,0.004927284033556134,0.004927284033556134]
[750,360.64,676.7970129870129,-73.20298701298714,73.20298701298714,738.4500899174398,-11.549910082560245,11.549910082560245,749.1829306330824,-0.8170693669176217,0.8170693669176217,750.0238935082023,0.023893508202263547,0.023893508202263547]
[751,360.94,677.5762337662337,-73.42376623376629,73.42376623376629,739.3835077910398,-11.616492208960153,11.616492208960153,750.161127596374,-0.8388724036260555,0.8388724036260555,751.0103632996265,0.010363299626533262,0.010363299626533262]
[752,361.24,678.3554545454544,-73.64454545454555,73.64454545454555,740.31711761664,-11.682882383360038,11.682882383360038,751.1396392961384,-0.8603607038616019,0.8603607038616019,751.9972008000225,-0.002799199977516764,0.002799199977516764]
[753,361.55,679.1606493506492,-73.83935064935076,73.83935064935076,741.282049426,-11.717950574000042,11.717950574000042,752.1510988769404,-0.8489011230595906,0.8489011230595906,753.0173195881086,0.01731958810864853,0.01731958810864853]
[754,361.85,679.9398701298701,-74.06012987012991,74.06012987012991,742.2160495539999,-11.783950446000063,11.783950446000063,753.1302510524973,-0.8697489475026714,0.8697489475026714,754.0049059416326,0.004905941632614486,0.004905941632614486]
[755,362.15,680.7190909090907,-74.28090909090929,74.28090909090929,743.1502416339999,-11.84975836600006,11.84975836600006,754.1097184677699,-0.8902815322301194,0.8902815322301194,754.992861164119,-0.007138835881050909,0.007138835881050909]
[756,362.46,681.5242857142855,-74.4757142857145,74.4757142857145,744.1157751062399,-11.88422489376012,11.88422489376012,755.1221661499479,-0.8778338500520704,0.8778338500520704,756.0141361520527,0.014136152052742545,0.014136152052742545]
[757,362.76,682.3035064935063,-74.69649350649365,74.69649350649365,745.0503574886397,-11.949642511360253,11.949642511360253,756.102275064273,-0.8977249357269557,0.8977249357269557,757.0028425913092,0.0028425913092178234,0.0028425913092178234]
[758,363.06,683.0827272727272,-74.9172727272728,74.9172727272728,745.9851318230399,-12.014868176960135,12.014868176960135,757.0826997215569,-0.9173002784431219,0.9173002784431219,757.9919190644366,-0.008080935563384628,0.008080935563384628]
[759,363.36,683.8619480519479,-75.13805194805207,75.13805194805207,746.9200981094399,-12.079901890560109,12.079901890560109,758.0634402877035,-0.9365597122964573,0.9365597122964573,758.9813659565536,-0.018634043446354553,0.018634043446354553]
[760,363.67,684.6671428571428,-75.33285714285716,75.33285714285716,747.88643159496,-12.113568405040041,12.113568405040041,759.077204262094,-0.9227957379059717,0.9227957379059717,760.0041839671271,0.004183967127119104,0.004183967127119104]
[761,363.97,685.4463636363637,-75.55363636363631,75.55363636363631,748.82178818376,-12.178211816240037,12.178211816240037,760.058587687892,-0.9414123121080138,0.9414123121080138,760.9943852344145,-0.0056147655855056655,0.0056147655855056655]
[762,364.27,686.2255844155842,-75.7744155844158,75.7744155844158,749.7573367245599,-12.242663275440123,12.242663275440123,761.0402875257952,-0.9597124742048209,0.9597124742048209,761.984958092178,-0.015041907822023859,0.015041907822023859]
[763,364.57,687.004805194805,-75.99519480519496,75.99519480519496,750.6930772173599,-12.306922782640072,12.306922782640072,762.0223039417084,-0.977696058291599,0.977696058291599,762.9759029277116,-0.024097072288441268,0.024097072288441268]
[764,364.88,687.81,-76.19000000000005,76.19000000000005,751.6602107161598,-12.339789283840219,12.339789283840219,763.0373869971672,-0.962613002832768,0.962613002832768,764.0002704530516,0.00027045305159845157,0.00027045305159845157]
[765,365.18,688.5892207792208,-76.4107792207792,76.4107792207792,752.5963415113599,-12.403658488640076,12.403658488640076,764.0200476333304,-0.9799523666696359,0.9799523666696359,764.9919728400046,-0.008027159995435795,0.008027159995435795]
[766,365.49,689.3944155844155,-76.60558441558453,76.60558441558453,753.5638783226399,-12.43612167736012,12.43612167736012,765.0357967374403,-0.9642032625597494,0.9642032625597494,766.0171239987187,0.017123998718716393,0.017123998718716393]
[767,365.79,690.1736363636363,-76.82636363636368,76.82636363636368,754.50039942024,-12.49960057976,12.49960057976,766.0191022797753,-0.9808977202246751,0.9808977202246751,767.0095855451468,0.00958554514681964,0.00958554514681964]
[768,366.09,690.952857142857,-77.04714285714294,77.04714285714294,755.4371124698398,-12.562887530160197,12.562887530160197,767.0027252407011,-0.9972747592988753,0.9972747592988753,768.0024210399833,0.002421039983346418,0.002421039983346418]
[769,366.4,691.7580519480518,-77.24194805194816,77.24194805194816,756.4052509439998,-12.594749056000182,12.594749056000182,768.0194692757505,-0.9805307242495473,0.9805307242495473,769.0287443197994,0.028744319799443474,0.028744319799443474]
[770,366.7,692.5372727272726,-77.46272727272742,77.46272727272742,757.3423542959999,-12.65764570400006,12.65764570400006,769.0037381661083,-0.9962618338917082,0.9962618338917082,770.0223413815372,0.022341381537216876,0.022341381537216876]
[771,367,693.3164935064934,-77.68350649350657,77.68350649350657,758.2796495999999,-12.720350400000143,12.720350400000143,769.9883249783,-1.0116750216999435,1.0116750216999435,771.0163135781813,0.016313578181325283,0.016313578181325283]
[772,367.3,694.0957142857142,-77.90428571428583,77.90428571428583,759.2171368559999,-12.782863144000089,12.782863144000089,770.9732298782299,-1.0267701217701415,1.0267701217701415,772.0106613019916,0.010661301991603978,0.010661301991603978]
[773,367.6,694.874935064935,-78.12506493506498,78.12506493506498,760.154816064,-12.845183936000012,12.845183936000012,771.9584530318017,-1.041546968198304,1.041546968198304,773.0053849457795,0.005384945779496775,0.005384945779496775]
[774,367.9,695.6541558441558,-78.34584415584425,78.34584415584425,761.0926872239997,-12.907312776000254,12.907312776000254,772.9439946049198,-1.0560053950802057,1.0560053950802057,774.0004849029058,0.0004849029057822918,0.0004849029057822918]
[775,368.2,696.4333766233765,-78.56662337662351,78.56662337662351,762.0307503359999,-12.969249664000131,12.969249664000131,773.9298547634888,-1.0701452365111663,1.0701452365111663,774.9959615672851,-0.0040384327148785815,0.0040384327148785815]
[776,368.5,697.2125974025973,-78.78740259740266,78.78740259740266,762.9690053999999,-13.0309946000001,13.0309946000001,774.9160336734126,-1.083966326587415,1.083966326587415,775.9918153333856,-0.008184666614397429,0.008184666614397429]
[777,368.81,698.0177922077921,-78.98220779220787,78.98220779220787,763.93873728904,-13.061262710960023,13.061262710960023,775.9354202559018,-1.0645797440981823,1.0645797440981823,777.0212608109384,0.02126081093842913,0.02126081093842913]
[778,369.11,698.797012987013,-79.20298701298702,79.20298701298702,764.87738265544,-13.122617344560012,13.122617344560012,776.9222478052104,-1.077752194789582,1.077752194789582,778.0178825693306,0.017882569330595288,0.017882569330595288]
[779,369.41,699.5762337662337,-79.42376623376629,79.42376623376629,765.8162199738399,-13.183780026160093,13.183780026160093,777.9093946091166,-1.090605390883411,1.090605390883411,779.0148826293896,0.014882629389603608,0.014882629389603608]
[780,369.71,700.3554545454544,-79.64454545454555,79.64454545454555,766.7552492442398,-13.244750755760151,13.244750755760151,778.8968608335243,-1.1031391664756711,1.1031391664756711,780.0122613878245,0.01226138782453745,0.01226138782453745]
[781,370.01,701.1346753246752,-79.86532467532481,79.86532467532481,767.6944704666398,-13.305529533360186,13.305529533360186,779.8846466443381,-1.1153533556619095,1.1153533556619095,781.0100192419025,0.010019241902455178,0.010019241902455178]
[782,370.31,701.913896103896,-80.08610389610396,80.08610389610396,768.6338836410399,-13.366116358960085,13.366116358960085,780.8727522074621,-1.1272477925379008,1.1272477925379008,782.0081565894495,0.008156589449527019,0.008156589449527019]
[783,370.61,702.6931168831169,-80.30688311688311,80.30688311688311,769.5734887674399,-13.426511232560074,13.426511232560074,781.8611776888004,-1.1388223111996467,1.1388223111996467,783.0066738288522,0.006673828852171937,0.006673828852171937]
[784,370.91,703.4723376623376,-80.52766233766238,80.52766233766238,770.51328584584,-13.48671415416004,13.48671415416004,782.8499232542573,-1.1500767457426946,1.1500767457426946,784.005571359058,0.005571359057967129,0.005571359057967129]
[785,371.21,704.2515584415584,-80.74844155844164,80.74844155844164,771.4532748762399,-13.546725123760098,13.546725123760098,783.8389890697367,-1.1610109302632736,1.1610109302632736,785.0048495795756,0.004849579575648022,0.004849579575648022]
[786,371.52,705.0567532467531,-80.94324675324685,80.94324675324685,772.4247985305598,-13.57520146944023,13.57520146944023,784.861360362401,-1.1386396375989989,1.1386396375989989,786.037837435407,0.03783743540702744,0.03783743540702744]
[787,371.82,705.8359740259739,-81.16402597402612,81.16402597402612,773.3651778633598,-13.634822136640196,13.634822136640196,785.8510778645568,-1.148922135443172,1.148922135443172,787.037890960605,0.03789096060495467,0.03789096060495467]
[788,372.12,706.6151948051947,-81.38480519480527,81.38480519480527,774.3057491481599,-13.694250851840138,13.694250851840138,786.8411161199783,-1.1588838800216763,1.1588838800216763,788.0383263914086,0.03832639140864558,0.03832639140864558]
[789,372.41,707.3684415584415,-81.63155844155847,81.63155844155847,775.2151505178399,-13.784849482160098,13.784849482160098,787.7984581499665,-1.20154185003355,1.20154185003355,789.0057773746864,0.005777374686431358,0.005777374686431358]
[790,372.71,708.1476623376622,-81.85233766233785,81.85233766233785,776.1560993082398,-13.843900691760155,13.843900691760155,788.7891277041226,-1.2108722958773797,1.2108722958773797,790.0069650591472,0.006965059147205466,0.006965059147205466]
[791,373.01,708.926883116883,-82.073116883117,82.073116883117,777.0972400506399,-13.902759949360075,13.902759949360075,789.7801185037268,-1.2198814962731603,1.2198814962731603,791.0085358428344,0.008535842834362484,0.008535842834362484]
[792,373.31,709.7061038961037,-82.29389610389626,82.29389610389626,778.0385727450399,-13.961427254960086,13.961427254960086,790.7714307146831,-1.228569285316894,1.228569285316894,792.0104901292195,0.010490129219533628,0.010490129219533628]
[793,373.61,710.4853246753246,-82.51467532467541,82.51467532467541,778.98009739144,-14.01990260855996,14.01990260855996,791.7630645028959,-1.2369354971041275,1.2369354971041275,793.0128283223426,0.01282832234255693,0.01282832234255693]
[794,373.91,711.2645454545454,-82.73545454545456,82.73545454545456,779.9218139898401,-14.078186010159925,14.078186010159925,792.7550200342691,-1.2449799657308631,1.2449799657308631,794.0155508268165,0.015550826816479457,0.015550826816479457]
[795,374.21,712.0437662337661,-82.95623376623394,82.95623376623394,780.8637225402398,-14.136277459760208,14.136277459760208,793.747297474707,-1.2527025252929889,1.2527025252929889,795.0186580478239,0.018658047823919333,0.018658047823919333]
[796,374.51,712.8229870129869,-83.17701298701309,83.17701298701309,781.8058230426399,-14.194176957360128,14.194176957360128,794.739896990114,-1.260103009886052,1.260103009886052,796.0221503911221,0.02215039112206796,0.02215039112206796]
[797,374.8,713.5762337662337,-83.42376623376629,83.42376623376629,782.7167026559999,-14.283297344000061,14.283297344000061,795.6997161611073,-1.3002838388927103,1.3002838388927103,796.9925594517204,-0.007440548279646464,0.007440548279646464]
[798,375.1,714.3554545454546,-83.64454545454544,83.64454545454544,783.6591806639999,-14.340819336000095,14.340819336000095,796.6929495745992,-1.3070504254008029,1.3070504254008029,797.9968103880872,-0.0031896119128305145,0.0031896119128305145]
[799,375.4,715.1346753246752,-83.86532467532481,83.86532467532481,784.6018506239998,-14.39814937600022,14.39814937600022,797.6865055552424,-1.3134944447575663,1.3134944447575663,799.0014476538695,0.0014476538694907504,0.0014476538694907504]
[800,375.7,715.9138961038959,-84.08610389610408,84.08610389610408,785.5447125359999,-14.455287464000094,14.455287464000094,798.6803842689412,-1.319615731058775,1.319615731058775,800.0064716571067,0.006471657106658313,0.006471657106658313]
[801,376,716.6931168831168,-84.30688311688323,84.30688311688323,786.4877663999999,-14.512233600000059,14.512233600000059,799.6745858816,-1.3254141183999764,1.3254141183999764,801.0118828064151,0.011882806415087543,0.011882806415087543]
[802,376.29,717.4463636363636,-84.55363636363643,84.55363636363643,787.39956759624,-14.60043240376001,14.60043240376001,800.6359545298526,-1.3640454701474027,1.3640454701474027,801.9841486392324,-0.01585136076755589,0.01585136076755589]
[803,376.59,718.2255844155843,-84.77441558441569,84.77441558441569,788.3429989658398,-14.657001034160203,14.657001034160203,801.6307916611115,-1.369208338888484,1.369208338888484,802.9903223700742,-0.00967762992581811,0.00967762992581811]
[804,376.89,719.004805194805,-84.99519480519496,84.99519480519496,789.2866222874399,-14.713377712560145,14.713377712560145,802.6259521835127,-1.3740478164872911,1.3740478164872911,803.9968844626273,-0.0031155373726505786,0.0031155373726505786]
[805,377.19,719.7840259740259,-85.2159740259741,85.2159740259741,790.2304375610399,-14.769562438960065,14.769562438960065,803.6214362629606,-1.3785637370393715,1.3785637370393715,805.0038353278101,0.0038353278100657917,0.0038353278100657917]
[806,377.49,720.5632467532467,-85.43675324675326,85.43675324675326,791.1744447866399,-14.825555213360076,14.825555213360076,804.6172440653592,-1.3827559346408407,1.3827559346408407,806.011175377125,0.011175377125027808,0.011175377125027808]
[807,377.79,721.3424675324675,-85.65753246753252,85.65753246753252,792.1186439642399,-14.881356035760064,14.881356035760064,805.6133757566124,-1.3866242433875868,1.3866242433875868,807.0189050226572,0.01890502265723626,0.01890502265723626]
[808,378.09,722.1216883116882,-85.87831168831178,85.87831168831178,793.0630350938399,-14.936964906160142,14.936964906160142,806.6098315026247,-1.3901684973752708,1.3901684973752708,808.027024677077,0.027024677076951775,0.027024677076951775]
[809,378.39,722.9009090909091,-86.09909090909093,86.09909090909093,794.0076181754399,-14.992381824560084,14.992381824560084,807.6066114693003,-1.3933885306996672,1.3933885306996672,809.0355347536422,0.03553475364219594,0.03553475364219594]
[810,378.68,723.6541558441558,-86.34584415584425,86.34584415584425,794.92089761536,-15.07910238464001,15.07910238464001,808.5704737827884,-1.42952621721156,1.42952621721156,810.0107993345996,0.010799334599596477,0.010799334599596477]
[811,378.98,724.4333766233766,-86.5666233766234,86.5666233766234,795.86585820256,-15.134141797439952,15.134141797439952,809.5678918674146,-1.4321081325854266,1.4321081325854266,811.0200784492092,0.020078449209222526,0.020078449209222526]
[812,379.28,725.2125974025972,-86.78740259740277,86.78740259740277,796.8110107417598,-15.188989258240213,15.188989258240213,810.5656346648864,-1.4343653351136254,1.4343653351136254,812.0297492154154,0.029749215415449726,0.029749215415449726]
[813,379.57,725.9658441558441,-87.03415584415586,87.03415584415586,797.7248406573599,-15.275159342640109,15.275159342640109,811.5304281826576,-1.4695718173423984,1.4695718173423984,813.0061369666653,0.006136966665280852,0.006136966665280852]
[814,379.87,726.7450649350649,-87.25493506493513,87.25493506493513,798.6703707021599,-15.329629297840142,15.329629297840142,812.5288100660387,-1.471189933961341,1.471189933961341,814.0165791939401,0.016579193940060577,0.016579193940060577]
[815,380.17,727.5242857142857,-87.47571428571428,87.47571428571428,799.61609269896,-15.38390730104004,15.38390730104004,813.5275171544481,-1.4724828455518946,1.4724828455518946,815.0274143074578,0.027414307457775067,0.027414307457775067]
[816,380.46,728.2775324675323,-87.7224675324677,87.7224675324677,800.5304730902399,-15.469526909760134,15.469526909760134,814.4932432879722,-1.5067567120278227,1.5067567120278227,816.0049287696916,0.0049287696915598644,0.0049287696915598644]
[817,380.76,729.0567532467531,-87.94324675324685,87.94324675324685,801.4765725926399,-15.523427407360145,15.523427407360145,815.4925904302496,-1.5074095697503935,1.5074095697503935,817.0165377775411,0.01653777754108887,0.01653777754108887]
[818,381.05,729.81,-88.19000000000005,88.19000000000005,802.3913179059999,-15.608682094000073,15.608682094000073,816.4589355926589,-1.5410644073410822,1.5410644073410822,817.9948011194663,-0.005198880533725969,0.005198880533725969]
[819,381.35,730.5892207792208,-88.4107792207792,88.4107792207792,803.3377949139999,-15.662205086000085,15.662205086000085,817.4589234304851,-1.5410765695148712,1.5410765695148712,819.0071856403804,0.007185640380384939,0.007185640380384939]
[820,381.65,731.3684415584414,-88.63155844155858,88.63155844155858,804.2844638739998,-15.715536126000188,15.715536126000188,818.4592372918003,-1.5407627081997362,1.5407627081997362,820.0199651122268,0.01996511222682784,0.01996511222682784]
[821,381.94,732.1216883116882,-88.87831168831178,88.87831168831178,805.1997596630399,-15.800240336960087,15.800240336960087,819.4265174171258,-1.5734825828742487,1.5734825828742487,820.9993610862134,-0.0006389137865880912,0.0006389137865880912]
[822,382.24,732.9009090909091,-89.09909090909093,89.09909090909093,806.1468061286398,-15.85319387136019,15.85319387136019,820.4274729419485,-1.5725270580514916,1.5725270580514916,822.0129185215346,0.01291852153462969,0.01291852153462969]
[823,382.53,733.6541558441558,-89.34584415584425,89.34584415584425,807.0624668397597,-15.937533160240264,15.937533160240264,821.3953736521436,-1.6046263478564242,1.6046263478564242,822.9930673142294,-0.00693268577060735,0.00693268577060735]
[824,382.83,734.4333766233766,-89.5666233766234,89.5666233766234,808.0098908109599,-15.99010918904014,15.99010918904014,822.3969714821545,-1.6030285178454733,1.6030285178454733,824.007404343175,0.007404343175039685,0.007404343175039685]
[825,383.12,735.1866233766233,-89.81337662337671,89.81337662337671,808.9259164441598,-16.07408355584016,16.07408355584016,823.3654933975106,-1.6345066024894095,1.6345066024894095,824.9883075326006,-0.011692467399370798,0.011692467399370798]
[826,383.42,735.9658441558441,-90.03415584415586,90.03415584415586,809.87371792096,-16.12628207904004,16.12628207904004,824.3677341743903,-1.632265825609693,1.632265825609693,826.0034257898969,0.0034257898969372036,0.0034257898969372036]
[827,383.71,736.7190909090908,-90.28090909090918,90.28090909090918,810.7901084762398,-16.209891523760234,16.209891523760234,825.3368779151982,-1.6631220848017847,1.6631220848017847,826.9850849585087,-0.014915041491349257,0.014915041491349257]
[828,384.01,737.4983116883117,-90.50168831168833,90.50168831168833,811.7382874586399,-16.26171254136011,16.26171254136011,826.3397622806274,-1.660237719372617,1.660237719372617,828.0009860834787,0.000986083478665023,0.000986083478665023]
[829,384.3,738.2515584415584,-90.74844155844164,90.74844155844164,812.655042936,-16.344957064000027,16.344957064000027,827.3095284671788,-1.6904715328212205,1.6904715328212205,828.9834028181817,-0.016597181818269746,0.016597181818269746]
[830,384.6,739.0307792207792,-90.96922077922079,90.96922077922079,813.603599424,-16.39640057600002,16.39640057600002,828.3130570628377,-1.6869429371622573,1.6869429371622573,830.0000884547587,8.845475872476527e-05,8.845475872476527e-05]
[831,384.89,739.7840259740259,-91.2159740259741,91.2159740259741,814.5207198234399,-16.47928017656011,16.47928017656011,829.2834463154235,-1.7165536845765246,1.7165536845765246,830.9832643469224,-0.016735653077603274,0.016735653077603274]
[832,385.18,740.5372727272726,-91.46272727272742,91.46272727272742,815.43801959136,-16.56198040864001,16.56198040864001,830.2541420481808,-1.7458579518191755,1.7458579518191755,831.9668139689761,-0.03318603102388806,0.03318603102388806]
[833,385.48,741.3164935064934,-91.68350649350657,91.68350649350657,816.38713913856,-16.612860861440026,16.612860861440026,831.2586327219045,-1.7413672780954812,1.7413672780954812,832.9846727891402,-0.015327210859823026,0.015327210859823026]
[834,385.77,742.0697402597401,-91.93025974025988,91.93025974025988,817.3048038285598,-16.695196171440216,16.695196171440216,832.2299524458764,-1.7700475541236074,1.7700475541236074,833.9689839505525,-0.031016049447543992,0.031016049447543992]
[835,386.07,742.848961038961,-92.15103896103903,92.15103896103903,818.2543008813599,-16.74569911864012,16.74569911864012,833.2350889485936,-1.7649110514064432,1.7649110514064432,834.9876313983837,-0.012368601616344677,0.012368601616344677]
[836,386.37,743.6281818181818,-92.37181818181818,92.37181818181818,819.2039898861599,-16.79601011384011,16.79601011384011,834.2405540850256,-1.7594459149744353,1.7594459149744353,836.0066804797277,0.006680479727720012,0.006680479727720012]
[837,386.66,744.3814285714285,-92.6185714285715,92.6185714285715,820.12220505184,-16.877794948160044,16.877794948160044,835.2128162574626,-1.7871837425374224,1.7871837425374224,836.9921434373723,-0.007856562627694075,0.007856562627694075]
[838,386.96,745.1606493506492,-92.83935064935076,92.83935064935076,821.0722715622398,-16.927728437760152,16.927728437760152,836.2189281908467,-1.7810718091533317,1.7810718091533317,838.0119836524843,0.011983652484332197,0.011983652484332197]
[839,387.25,745.913896103896,-93.08610389610396,93.08610389610396,821.99085165,-17.009148350000032,17.009148350000032,837.1918159104829,-1.8081840895171126,1.8081840895171126,838.998212178027,-0.001787821973039172,0.001787821973039172]
[840,387.55,746.6931168831169,-93.30688311688311,93.30688311688311,822.941295666,-17.058704334000026,17.058704334000026,838.1985752825,-1.8014247175000264,1.8014247175000264,840.0188451941356,0.01884519413556518,0.01884519413556518]
[841,387.84,747.4463636363635,-93.55363636363654,93.55363636363654,823.8602406758398,-17.139759324160195,17.139759324160195,839.1720891696267,-1.8279108303732983,1.8279108303732983,841.005840901505,0.005840901505052898,0.005840901505052898]
[842,388.13,748.1996103896103,-93.80038961038974,93.80038961038974,824.7793650541599,-17.22063494584006,17.22063494584006,840.1459110613696,-1.8540889386304116,1.8540889386304116,841.9932142912364,-0.006785708763572984,0.006785708763572984]
[843,388.42,748.9528571428572,-94.04714285714283,94.04714285714283,825.6986688009599,-17.301331199040078,17.301331199040078,841.120041107589,-1.8799588924109685,1.8799588924109685,842.9809657548958,-0.01903424510419427,0.01903424510419427]
[844,388.72,749.7320779220779,-94.2679220779221,94.2679220779221,826.64986142976,-17.350138570240006,17.350138570240006,842.1280862812795,-1.8719137187205206,1.8719137187205206,844.0031758854768,0.0031758854768213496,0.0031758854768213496]
[845,389.01,750.4853246753246,-94.51467532467541,94.51467532467541,827.5695300986398,-17.430469901360198,17.430469901360198,843.1028437250585,-1.8971562749414943,1.8971562749414943,844.9916977449632,-0.008302255036824135,0.008302255036824135]
[846,389.31,751.2645454545453,-94.73545454545467,94.73545454545467,828.5211002330399,-17.478899766960126,17.478899766960126,844.1115382515477,-1.8884617484523005,1.8884617484523005,846.0147056780013,0.014705678001291744,0.014705678001291744]
[847,389.61,752.0437662337662,-94.95623376623382,94.95623376623382,829.4728623194399,-17.527137680560145,17.527137680560145,845.1205632035172,-1.8794367964827643,1.8794367964827643,847.0381199196363,0.03811991963630135,0.03811991963630135]
[848,389.9,752.7970129870127,-95.20298701298725,95.20298701298725,830.3930814639998,-17.606918536000194,17.606918536000194,846.0962682341459,-1.9037317658541042,1.9037317658541042,848.0278069824647,0.02780698246465363,0.02780698246465363]
[849,390.19,753.5502597402597,-95.44974025974034,95.44974025974034,831.3134799770398,-17.686520022960167,17.686520022960167,847.0722823339181,-1.9277176660818895,1.9277176660818895,849.0178745209357,0.017874520935720284,0.017874520935720284]
[850,390.48,754.3035064935065,-95.69649350649354,95.69649350649354,832.2340578585599,-17.765942141440064,17.765942141440064,848.0486056526942,-1.9513943473058362,1.9513943473058362,850.0083229304967,0.008322930496660774,0.008322930496660774]
[]
[null,"Average absolute errors:",null,"From -200 to +850C:",25.048539424419566,null,"From -200 to +850C:",3.191646024065278,null,"From -200 to +850C:",0.3075574879237495,null,"From -200 to +850C:",0.015107780237253418]
[null,null,null,"From 0 - 100 C:",0.1182525395396648,null,"From 0 - 200 C:",0.011224079777513904,null,"From -100 to +600C:",0.03208091140470177,null,null,0.015107780237253418]

{"sheet":"American Curve","index":1,"n_rows":562,"n_cols":2,"rows_kept":562,"cut":false,"hidden":false,"merged":[],"flags":["formulas_cached_only"]}
["RTD Temperature vs. Resistance Table"]
["For American, Alpha = .00392,  1° Celsius Increments"]
[]
["Temperature (°C)","RTD Resistance (ohms)"]
[-100,59.57]
[-99,59.98]
[-98,60.39]
[-97,60.8]
[-96,61.21]
[-95,61.63]
[-94,62.04]
[-93,62.45]
[-92,62.86]
[-91,63.27]
[-90,63.68]
[-89,64.09]
[-88,64.5]
[-87,64.91]
[-86,65.32]
[-85,65.73]
[-84,66.14]
[-83,66.55]
[-82,66.96]
[-81,67.36]
[-80,67.77]
[-79,68.18]
[-78,68.59]
[-77,69]
[-76,69.41]
[-75,69.81]
[-74,70.22]
[-73,70.63]
[-72,71.04]
[-71,71.44]
[-70,71.85]
[-69,72.26]
[-68,72.66]
[-67,73.07]
[-66,73.48]
[-65,73.88]
[-64,74.29]
[-63,74.7]
[-62,75.1]
[-61,75.51]
[-60,75.91]
[-59,76.32]
[-58,76.72]
[-57,77.13]
[-56,77.53]
[-55,77.94]
[-54,78.34]
[-53,78.75]
[-52,79.15]
[-51,79.56]
[-50,79.96]
[-49,80.36]
[-48,80.77]
[-47,81.17]
[-46,81.58]
[-45,81.98]
[-44,82.38]
[-43,82.79]
[-42,83.19]
[-41,83.59]
[-40,83.99]
[-39,84.4]
[-38,84.8]
[-37,85.2]
[-36,85.6]
[-35,86.01]
[-34,86.41]
[-33,86.81]
[-32,87.21]
[-31,87.61]
[-30,88.01]
[-29,88.42]
[-28,88.82]
[-27,89.22]
[-26,89.62]
[-25,90.02]
[-24,90.42]
[-23,90.82]
[-22,91.22]
[-21,91.62]
[-20,92.02]
[-19,92.42]
[-18,92.82]
[-17,93.22]
[-16,93.62]
[-15,94.02]
[-14,94.42]
[-13,94.82]
[-12,95.22]
[-11,95.62]
[-10,96.02]
[-9,96.42]
[-8,96.81]
[-7,97.21]
[-6,97.61]
[-5,98.01]
[-4,98.41]
[-3,98.81]
[-2,99.2]
[-1,99.6]
[0,100]
[1,100.4]
[2,100.8]
[3,101.19]
[4,101.59]
[5,101.99]
[6,102.38]
[7,102.78]
[8,103.18]
[9,103.57]
[10,103.97]
[11,104.37]
[12,104.76]
[13,105.16]
[14,105.56]
[15,105.95]
[16,106.35]
[17,106.74]
[18,107.14]
[19,107.53]
[20,107.93]
[21,108.32]
[22,108.72]
[23,109.11]
[24,109.51]
[25,109.9]
[26,110.3]
[27,110.69]
[28,111.09]
[29,111.48]
[30,111.88]
[31,112.27]
[32,112.66]
[33,113.06]
[34,113.45]
[35,113.84]
[36,114.24]
[37,114.63]
[38,115.02]
[39,115.42]
[40,115.81]
[41,116.2]
[42,116.59]
[43,116.99]
[44,117.38]
[45,117.77]
[46,118.16]
[47,118.56]
[48,118.95]
[49,119.34]
[50,119.73]
[51,120.12]
[52,120.51]
[53,120.91]
[54,121.3]
[55,121.69]
[56,122.08]
[57,122.47]
[58,122.86]
[59,123.25]
[60,123.64]
[61,124.03]
[62,124.42]
[63,124.81]
[64,125.2]
[65,125.59]
[66,125.98]
[67,126.37]
[68,126.76]
[69,127.15]
[70,127.54]
[71,127.93]
[72,128.32]
[73,128.71]
[74,129.09]
[75,129.48]
[76,129.87]
[77,130.26]
[78,130.65]
[79,131.04]
[80,131.42]
[81,131.81]
[82,132.2]
[83,132.59]
[84,132.98]
[85,133.36]
[86,133.75]
[87,134.14]
[88,134.52]
[89,134.91]
[90,135.3]
[91,135.68]
[92,136.07]
[93,136.46]
[94,136.84]
[95,137.23]
[96,137.62]
[97,138]
[98,138.39]
[99,138.77]
[100,139.16]
[101,139.55]
[102,139.93]
[103,140.32]
[104,140.7]
[105,141.09]
[106,141.47]
[107,141.86]
[108,142.24]
[109,142.63]
[110,143.01]
[111,143.39]
[112,143.78]
[113,144.16]
[114,144.55]
[115,144.93]
[116,145.31]
[117,145.7]
[118,146.08]
[119,146.47]
[120,146.85]
[121,147.23]
[122,147.61]
[123,148]
[124,148.38]
[125,148.76]
[126,149.15]
[127,149.53]
[128,149.91]
[129,150.29]
[130,150.67]
[131,151.06]
[132,151.44]
[133,151.82]
[134,152.2]
[135,152.58]
[136,152.96]
[137,153.35]
[138,153.73]
[139,154.11]
[140,154.49]
[141,154.87]
[142,155.25]
[143,155.63]
[144,156.01]
[145,156.39]
[146,156.77]
[147,157.15]
[148,157.53]
[149,157.91]
[150,158.29]
[151,158.67]
[152,159.05]
[153,159.43]
[154,159.81]
[155,160.19]
[156,160.57]
[157,160.95]
[158,161.33]
[159,161.7]
[160,162.08]
[161,162.46]
[162,162.84]
[163,163.22]
[164,163.6]
[165,163.97]
[166,164.35]
[167,164.73]
[168,165.11]
[169,165.48]
[170,165.86]
[171,166.24]
[172,166.62]
[173,166.99]
[174,167.37]
[175,167.75]
[176,168.12]
[177,168.5]
[178,168.88]
[179,169.25]
[180,169.63]
[181,170]
[182,170.38]
[183,170.76]
[184,171.13]
[185,171.51]
[186,171.88]
[187,172.26]
[188,172.63]
[189,173.01]
[190,173.38]
[191,173.76]
[192,174.13]
[193,174.51]
[194,174.88]
[195,175.26]
[196,175.63]
[197,176.01]
[198,176.38]
[199,176.75]
[200,177.13]
[201,177.5]
[202,177.88]
[203,178.25]
[204,178.62]
[205,179]
[206,179.37]
[207,179.74]
[208,180.12]
[209,180.49]
[210,180.86]
[211,181.23]
[212,181.61]
[213,181.98]
[214,182.35]
[215,182.72]
[216,183.09]
[217,183.47]
[218,183.84]
[219,184.21]
[220,184.58]
[221,184.95]
[222,185.32]
[223,185.7]
[224,186.07]
[225,186.44]
[226,186.81]
[227,187.18]
[228,187.55]
[229,187.92]
[230,188.29]
[231,188.66]
[232,189.03]
[233,189.4]
[234,189.77]
[235,190.14]
[236,190.51]
[237,190.88]
[238,191.25]
[239,191.62]
[240,191.99]
[241,192.36]
[242,192.73]
[243,193.09]
[244,193.46]
[245,193.83]
[246,194.2]
[247,194.57]
[248,194.94]
[249,195.31]
[250,195.67]
[251,196.04]
[252,196.41]
[253,196.78]
[254,197.14]
[255,197.51]
[256,197.88]
[257,198.25]
[258,198.61]
[259,198.98]
[260,199.35]
[261,199.71]
[262,200.08]
[263,200.45]
[264,200.81]
[265,201.18]
[266,201.55]
[267,201.91]
[268,202.28]
[269,202.64]
[270,203.01]
[271,203.38]
[272,203.74]
[273,204.11]
[274,204.47]
[275,204.84]
[276,205.2]
[277,205.57]
[278,205.93]
[279,206.3]
[280,206.66]
[281,207.02]
[282,207.39]
[283,207.75]
[284,208.12]
[285,208.48]
[286,208.85]
[287,209.21]
[288,209.57]
[289,209.94]
[290,210.3]
[291,210.66]
[292,211.03]
[293,211.39]
[294,211.75]
[295,212.11]
[296,212.48]
[297,212.84]
[298,213.2]
[299,213.56]
[300,213.93]
[301,214.29]
[302,214.65]
[303,215.01]
[304,215.37]
[305,215.74]
[306,216.1]
[307,216.46]
[308,216.82]
[309,217.18]
[310,217.54]
[311,217.9]
[312,218.26]
[313,218.63]
[314,218.99]
[315,219.35]
[316,219.71]
[317,220.07]
[318,220.43]
[319,220.79]
[320,221.15]
[321,221.51]
[322,221.87]
[323,222.23]
[324,222.59]
[325,222.94]
[326,223.3]
[327,223.66]
[328,224.02]
[329,224.38]
[330,224.74]
[331,225.1]
[332,225.46]
[333,225.81]
[334,226.17]
[335,226.53]
[336,226.89]
[337,227.25]
[338,227.61]
[339,227.96]
[340,228.32]
[341,228.68]
[342,229.04]
[343,229.39]
[344,229.75]
[345,230.11]
[346,230.46]
[347,230.82]
[348,231.18]
[349,231.53]
[350,231.89]
[351,232.25]
[352,232.6]
[353,232.96]
[354,233.31]
[355,233.67]
[356,234.03]
[357,234.38]
[358,234.74]
[359,235.09]
[360,235.45]
[361,235.8]
[362,236.16]
[363,236.51]
[364,236.87]
[365,237.22]
[366,237.58]
[367,237.93]
[368,238.28]
[369,238.64]
[370,238.99]
[371,239.35]
[372,239.7]
[373,240.05]
[374,240.41]
[375,240.76]
[376,241.11]
[377,241.47]
[378,241.82]
[379,242.17]
[380,242.53]
[381,242.88]
[382,243.23]
[383,243.58]
[384,243.94]
[385,244.29]
[386,244.64]
[387,244.99]
[388,245.35]
[389,245.7]
[390,246.05]
[391,246.4]
[392,246.75]
[393,247.1]
[394,247.46]
[395,247.81]
[396,248.16]
[397,248.51]
[398,248.86]
[399,249.21]
[400,249.56]
[401,249.91]
[402,250.26]
[403,250.61]
[404,250.96]
[405,251.31]
[406,251.66]
[407,252.01]
[408,252.36]
[409,252.71]
[410,253.06]
[411,253.41]
[412,253.76]
[413,254.11]
[414,254.46]
[415,254.8]
[416,255.15]
[417,255.5]
[418,255.85]
[419,256.2]
[420,256.55]
[421,256.89]
[422,257.24]
[423,257.59]
[424,257.94]
[425,258.29]
[426,258.63]
[427,258.98]
[428,259.33]
[429,259.67]
[430,260.02]
[431,260.37]
[432,260.72]
[433,261.06]
[434,261.41]
[435,261.75]
[436,262.1]
[437,262.45]
[438,262.79]
[439,263.14]
[440,263.49]
[441,263.83]
[442,264.18]
[443,264.52]
[444,264.87]
[445,265.21]
[446,265.56]
[447,265.9]
[448,266.25]
[449,266.59]
[450,266.94]
[451,267.28]
[452,267.63]
[453,267.97]
[454,268.31]
[455,268.66]
[456,269]
[457,269.35]